## Sheet1
Sr. No. | Item Type | Item Name | Unit
1 | 11KV LINE CTs | 11KV CT 100/5A TMG and RRB | Nos
2 | 11KV LINE CTs | 11KV CT 1000-500/5-5 | Nos
3 | 11KV LINE CTs | 11KV CT 1000-500/5-5 (2Ring) | Nos
4 | 11KV LINE CTs | 11KV CT 100-50/5-5 | Nos
5 | 11KV LINE CTs | 11KV CT 1200-600/5-5 | Nos
6 | 11KV LINE CTs | 11KV CT 1200-600/5-5 (2 Ring) | Nos
7 | 11KV LINE CTs | 11KV CT 1200-600/5-5A DGM RR TATA | Nos
8 | 11KV LINE CTs | 11KV CT 150-75/5-5 | Nos
9 | 11KV LINE CTs | 11KV CT 200-100/5-5 | Nos
10 | 11KV LINE CTs | 11KV CT 200-100/5-5 (3Ring) | Nos
11 | 11KV LINE CTs | 11KV CT 200-100/5-5A | Nos
12 | 11KV LINE CTs | 11KV CT 25/1-1 | Nos
13 | 11KV LINE CTs | 11KV CT 30/1-1 | Nos
14 | 11KV LINE CTs | 11KV CT 30/5-5 | Nos
15 | 11KV LINE CTs | 11KV CT 30/5-5 (1Ring) | Nos
16 | 11KV LINE CTs | 11KV CT 300-150/5-5 | Nos
17 | 11KV LINE CTs | 11KV CT 400-200/5-5 | Nos
18 | 11KV LINE CTs | 11KV CT 40-50/5A | Nos
19 | 11KV LINE CTs | 11KV CT 50/5A | Nos
20 | 11KV LINE CTs | 11KV CT 50-25/5-5 | Nos
21 | 11KV LINE CTs | 11KV CT 600/5-5A | Nos
22 | 11KV LINE CTs | 11KV CT 700-350/5-5 | Nos
23 | 11KV LINE CTs | 11KV CT 75/5A | Nos
24 | 11KV LINE CTs | 11KV CT 750-375/5-5 | Nos
25 | 11KV LINE CTs | 11KV CT 800-400/5-5 | Nos
26 | 11KV LINE CTs | 11KV CT 900-450/5-5 | Nos
27 | 11KV LINE CTs | 11KV CT 900-450/5-5 (Ring) | Nos
28 | 11KV LINE CTs | 11KV CT 900-450/5-5 Ring type w/v | Nos
29 | 11KV T/F CTs | 11 KV CT 1200-600/0 577-1 | Nos
30 | 11KV T/F CTs | 11 KV CT 900-450/0 577-1 | Nos
31 | 11KV T/F CTs | 11KV CT 1200-600/ 577-1 | Nos
32 | 11KV T/F CTs | 11KV CT 1200-600/ 577-1A | Nos
33 | 11KV T/F CTs | 11KV CT 1200-600/ 577-1A BHEL VOLTA | Nos
34 | 11KV T/F CTs | 11KV CT 1200-600/0 577 | Nos
35 | 11KV T/F CTs | 11KV CT 600-300/ 289 | Nos
36 | 11KV T/F CTs | 11KV CT 900-450/ 577 | Nos
37 | 11KV T/F CTs | 11KV CT 900-450/ 577-1 | Nos
38 | 11KV T/F CTs | 11KV CT 900-450/ 577-1A | Nos
39 | 11KV T/F CTs | 11KV CT 900-450/0 577 | Nos
40 | 11KV VCB SPARES | HOUSING SAS OPERATING VD4-E | Nos
41 | 11KV VCB SPARES | SPOUT CONNECTION 4-HOLE B-Q | Nos
42 | 11KV VCB SPARES | SPOUT CONNECTION 4-HOLE R-Q | Nos
43 | 11KV VCB SPARES | SPOUT CONNECTION 4-HOLE Y-Q | Nos
44 | 11KV VCB SPARES | 11KV Bus Bar Spout | Nos
45 | 11KV VCB SPARES | 11KV TRIP COIL FV 60/20-1250 A | Nos
46 | 11KV VCB SPARES | 11KV TRIP COIL HHV-12/1250 A | Nos
47 | 11KV VCB SPARES | 11KV TRIP COIL HHV-12/630 A | Nos
48 | 11KV VCB SPARES | 1250-A CONDUCTOR R and B -PHASE | Nos
49 | 11KV VCB SPARES | 1250-A CONDUCTOR Y-PHASE | Nos
50 | 11KV VCB SPARES | 28-WAY PLUG BOARD ASSY | Nos
51 | 11KV VCB SPARES | 630-A CONDUCTOR B-PHASE | Nos
52 | 11KV VCB SPARES | 630-A CONDUCTOR Y-PHASE | Nos
53 | 11KV VCB SPARES | AUX SWITCH FOR VD4 CB | Nos
54 | 11KV VCB SPARES | AUX SWITCH/11KV | Nos
55 | 11KV VCB SPARES | AUXILARY SWITCH 12 WAY | Nos
56 | 11KV VCB SPARES | AUXILARY SWITCH 8 WAY | Nos
57 | 11KV VCB SPARES | AUXILARY SWITCH DRIVE LEVER ASSY | Nos
58 | 11KV VCB SPARES | B-2HOLE SPOUT CONNECTOR1250A | Nos
59 | 11KV VCB SPARES | BACKING SPRING/11KV | Nos
60 | 11KV VCB SPARES | BEARING NEEDLE TYPE | Nos
61 | 11KV VCB SPARES | BEVEL GEAR+ LEAD SCREW | Nos
62 | 11KV VCB SPARES | BLOCKING CRANK | Nos
63 | 11KV VCB SPARES | BOTTLE HOLDING CLAMP 1250-A | Nos
64 | 11KV VCB SPARES | BOTTLE HOLDING TOP CLAMP 630-A | Nos
65 | 11KV VCB SPARES | BOTTLE HOLDING TOP CLAMP Y-1250A | Nos
66 | 11KV VCB SPARES | BOTTLE HOLDING TOP CLAMPR/B-1250A | Nos
67 | 11KV VCB SPARES | BOTTOM TERMINAL FIXED TYPE 800A | Nos
68 | 11KV VCB SPARES | BOX SPANER FOR SPOUT | Nos
69 | 11KV VCB SPARES | BRACKET VD4 | Nos
70 | 11KV VCB SPARES | BRASS NUT FOR 1250-A | Nos
71 | 11KV VCB SPARES | BRASS NUT FOR 630-A | Nos
72 | 11KV VCB SPARES | BREAKER BUSHING 1250 A | Nos
73 | 11KV VCB SPARES | BUFFER | Nos
74 | 11KV VCB SPARES | BUFFER ASSY | Nos
75 | 11KV VCB SPARES | BUS BAR BARRIER | Nos
76 | 11KV VCB SPARES | Bus Bar Spout | Nos
77 | 11KV VCB SPARES | Bus Bar Spout A-4087 | Nos
78 | 11KV VCB SPARES | Bus Bar Spout Connection B-Phase | Nos
79 | 11KV VCB SPARES | BUS BAR SPOUT INSULATOR | Nos
80 | 11KV VCB SPARES | BUSBAR SPOUT A-4097 | Nos
81 | 11KV VCB SPARES | BUSH (400950-III) | Nos
82 | 11KV VCB SPARES | BUSH VD4 | Nos
83 | 11KV VCB SPARES | BUSHING FOR SOCKET 630-A | Nos
84 | 11KV VCB SPARES | BUTTER FLY SWITCH | Nos
85 | 11KV VCB SPARES | CABLE STEM FOR VD4-E | Nos
86 | 11KV VCB SPARES | CAM DISC (CURVE WASHER) | Nos
87 | 11KV VCB SPARES | CENTER PHASE SHAROUD 630A | Nos
88 | 11KV VCB SPARES | CHARGED/DISCHARGED INDICATOR ASSY | Nos
89 | 11KV VCB SPARES | CHARGING HANDLE | Nos
90 | 11KV VCB SPARES | CHARGING LEVER FOR VD4-E | Nos
91 | 11KV VCB SPARES | CIRCUIT SPOUT | Nos
92 | 11KV VCB SPARES | CKT SPOUT CONNECTOR R and B 630A | Nos
93 | 11KV VCB SPARES | CKT SPOUT CONNECTOR R-Y-B | Nos
94 | 11KV VCB SPARES | CKT SPOUT CONNECTOR Y-630A | Nos
95 | 11KV VCB SPARES | CLIP A-3132 | Nos
96 | 11KV VCB SPARES | CLOSE COIL FOR 11KV VCB 24/220V DC | Nos
97 | 11KV VCB SPARES | CLOSING BAR SHAFT W/O SPRING | Nos
98 | 11KV VCB SPARES | COMPESSION SPRING-VD4 | Nos
99 | 11KV VCB SPARES | Complete Pole Assy with V I VS-12014 | Nos
100 | 11KV VCB SPARES | COMPRESSION SPRING-VD4 (TORSION) | Nos
101 | 11KV VCB SPARES | CONDUCTOR 1250-A | Nos
102 | 11KV VCB SPARES | CONDUCTOR BETWEEN VACUM INTERUPT | Nos
103 | 11KV VCB SPARES | CONDUCTOR Y-PHASE 630-A | Nos
104 | 11KV VCB SPARES | CONNECTION BAR WITH ISOLATING CONNECTION | Nos
105 | 11KV VCB SPARES | CONNECTION PIECE VD4 1250A | Nos
106 | 11KV VCB SPARES | CONNECTION PIECE VD4 850A | Nos
107 | 11KV VCB SPARES | CONTACT PLUG LOWER 1250-A | Nos
108 | 11KV VCB SPARES | CONTACT PLUG UPPER 1250-A | Nos
109 | 11KV VCB SPARES | CONTACT PLUG UPPER 630-A | Nos
110 | 11KV VCB SPARES | CONTACT PLUG UPPER 800-A | Nos
111 | 11KV VCB SPARES | Contact Wear Gauge | Nos
112 | 11KV VCB SPARES | COUNTER | Nos
113 | 11KV VCB SPARES | COVER BOTTEM D-17461 | Nos
114 | 11KV VCB SPARES | COVER MIDDLE D-17459 | Nos
115 | 11KV VCB SPARES | COVER PLATE VD4 | Nos
116 | 11KV VCB SPARES | COVER TOP A 17460 | Nos
117 | 11KV VCB SPARES | CRANCK (400950-142) | Nos
118 | 11KV VCB SPARES | CRANCK FOR VD4-E | Nos
119 | 11KV VCB SPARES | Cu Strips of 11kv Bus bar | Nos
120 | 11KV VCB SPARES | CURVE WASHER LHS VD4 | Nos
121 | 11KV VCB SPARES | CURVE WASHER RHS VD4 | Nos
122 | 11KV VCB SPARES | DASH POT ASSY | Nos
123 | 11KV VCB SPARES | DRIVE BEAM 630-A | Nos
124 | 11KV VCB SPARES | DRIVE INSULATOR WITH MOVE SHAFT | Nos
125 | 11KV VCB SPARES | D-SHAFT FOR VD4-E | Nos
126 | 11KV VCB SPARES | EMERGENCY TRIP ASSY VD4 | Nos
127 | 11KV VCB SPARES | EXTERNAL CIRCLIP Dia30 3 FOR VD4 | Nos
128 | 11KV VCB SPARES | FIBRE GLASS OP LINK ASSY | Nos
129 | 11KV VCB SPARES | FISH PLATE FOR VD4-E | Nos
130 | 11KV VCB SPARES | FLEX CONNECTION Y-PHASE 630-A | Nos
131 | 11KV VCB SPARES | FLEX CONNECTOR R/B PHASE 630-A | Nos
132 | 11KV VCB SPARES | FRONT COVER ASSY VD4 | Nos
133 | 11KV VCB SPARES | GROMET 630/1250A | Nos
134 | 11KV VCB SPARES | GROOVED PIN VD4/1240 | Nos
135 | 11KV VCB SPARES | HALF COLLER FOR 1250-A | Nos
136 | 11KV VCB SPARES | HALF COLLER FOR 630-A | Nos
137 | 11KV VCB SPARES | HALF SHAFT VD4 | Nos
138 | 11KV VCB SPARES | HARDWARE CIRCLIP Dia30 3 FOR VD4 | Nos
139 | 11KV VCB SPARES | HOIST HANDLE BEARING | Nos
140 | 11KV VCB SPARES | HOIST SCREW ASSY | Nos
141 | 11KV VCB SPARES | INSULATING DRIVE LINK ASSY | Nos
142 | 11KV VCB SPARES | INTER LOCKING ASSY | Nos
143 | 11KV VCB SPARES | ISOLATING CANTACT ASSY 800-A | Nos
144 | 11KV VCB SPARES | LATCH ASSY FOR VD4/VD4-E | Nos
145 | 11KV VCB SPARES | LATCH FOR VD4-E | Nos
146 | 11KV VCB SPARES | LEVER ASSY FOR VD4 | Nos
147 | 11KV VCB SPARES | LEVER ASSY FOR VD4-E | Nos
148 | 11KV VCB SPARES | LEVER FOR VD4-E | Nos
149 | 11KV VCB SPARES | LIMIT SWITCH (MOTOR CUT OFF) | Nos
150 | 11KV VCB SPARES | Locking Roller | Nos
151 | 11KV VCB SPARES | LOCKOUT LEVER ASSY FOR VD4/VD4-E | Nos
152 | 11KV VCB SPARES | LOCKOUT LEVER FOR VD4-E | Nos
153 | 11KV VCB SPARES | LOWER CONTACT 1250A | Nos
154 | 11KV VCB SPARES | LOWER CONTACT 630A | Nos
155 | 11KV VCB SPARES | LOWER CONTACT 800A | Nos
156 | 11KV VCB SPARES | MAIN CLOSING COIL 220V DC | Nos
157 | 11KV VCB SPARES | MODIFIED PIN A-3988 | Nos
158 | 11KV VCB SPARES | Monoblock for unisafe 600mm x 35mm | Nos
159 | 11KV VCB SPARES | MOTOR 220V AC/DC FOR VD4 | Nos
160 | 11KV VCB SPARES | MOULDED BUS BAR SPOUT ASSY | Nos
161 | 11KV VCB SPARES | MOVING CONTACT BLOCK 630/800A | Nos
162 | 11KV VCB SPARES | NEBAR WASHERS 630A | Nos
163 | 11KV VCB SPARES | NUT FOR BUSBAR 1250A | Nos
164 | 11KV VCB SPARES | NUT FOR BUSBAR 630A | Nos
165 | 11KV VCB SPARES | ON/OFF INDICATOR DISPLAY | Nos
166 | 11KV VCB SPARES | OVER RIDE STOP | Nos
167 | 11KV VCB SPARES | PAD 6mm /11KV GEC | Nos
168 | 11KV VCB SPARES | PHASE BARRIER PLATE FOR VD4 | Nos
169 | 11KV VCB SPARES | PHASE BARRIER WITH SPACER | Nos
170 | 11KV VCB SPARES | PIN FOR TRIP ROLLER STOP | Nos
171 | 11KV VCB SPARES | Pin VD4 | Nos
172 | 11KV VCB SPARES | PINS FOR BEARING | Nos
173 | 11KV VCB SPARES | PLUG SOCKET ASSEMBLY A-2990 | Nos
174 | 11KV VCB SPARES | POST INSULATOR | Nos
175 | 11KV VCB SPARES | PT FUSE WITH HOLDER LT SIDE | Nos
176 | 11KV VCB SPARES | PT PLUG CONTACT ASSY | Nos
177 | 11KV VCB SPARES | RAISING and LOWERING HANDLE | Nos
178 | 11KV VCB SPARES | RATCHET HANDLE | Nos
179 | 11KV VCB SPARES | R-BUS BAR SPOUT CONNECTOR 630A | Nos
180 | 11KV VCB SPARES | RELAY PUMPING PROP 220V | Nos
181 | 11KV VCB SPARES | RELEASE COIL 24V DC | Nos
182 | 11KV VCB SPARES | RELEASE COIL BOX ASSY+PLUNGER | Nos
183 | 11KV VCB SPARES | RELEASE PROP WITH PIN ASSY | Nos
184 | 11KV VCB SPARES | RELEASE ROCKER (SUPPORTING CRANCK) | Nos
185 | 11KV VCB SPARES | RESILIENT PAD-6/11KV | Nos
186 | 11KV VCB SPARES | RING FOR ISOLATING SOCKET 1250 A | Nos
187 | 11KV VCB SPARES | RING FOR ISOLATING SOCKET-630 A | Nos
188 | 11KV VCB SPARES | ROLLER ASSY VD4 | Nos
189 | 11KV VCB SPARES | ROLLER BEARING VD4 | Nos
190 | 11KV VCB SPARES | ROLLER VD4 | Nos
191 | 11KV VCB SPARES | SECONDRY SOCKET BOARD 28-WAY | Nos
192 | 11KV VCB SPARES | Set OF 6 FLEXIBLE CONTRACTION ASSY | Nos
193 | 11KV VCB SPARES | SHAFT FOR VD4-E | Nos
194 | 11KV VCB SPARES | SHAFT VD4 | Nos
195 | 11KV VCB SPARES | SHUTTER ASSY 600mm | Nos
196 | 11KV VCB SPARES | SHUTTER MACH ASSY | Nos
197 | 11KV VCB SPARES | SHUTTER OP LEVER (PT) | Nos
198 | 11KV VCB SPARES | SOLENOID CLOSING COIL 220V DC | Nos
199 | 11KV VCB SPARES | SPACER FOR VD4-1240 | Nos
200 | 11KV VCB SPARES | SPACER FOR VD4-Bkr | Nos
201 | 11KV VCB SPARES | SPIDER | Nos
202 | 11KV VCB SPARES | SPOUT BUSHING | Nos
203 | 11KV VCB SPARES | SPOUT NUT A-4646 | Nos
204 | 11KV VCB SPARES | Spring | Nos
205 | 11KV VCB SPARES | SPRING CHARGING HANDLE/MOTOR MACH | Nos
206 | 11KV VCB SPARES | Spring Drum | Nos
207 | 11KV VCB SPARES | SPRING PIN Dia 5x24mm VD4 | Nos
208 | 11KV VCB SPARES | SPRING PIN Dia 8x24mm VD4 | Nos
209 | 11KV VCB SPARES | SPROCKET VD4-E | Nos
210 | 11KV VCB SPARES | SPROCKET WHEEL DISC VD4/VD4-E | Nos
211 | 11KV VCB SPARES | Stop washer | Nos
212 | 11KV VCB SPARES | Switching Disc | Nos
213 | 11KV VCB SPARES | THERMOSTAT | Nos
214 | 11KV VCB SPARES | TOP TERMINAL FIXED 800A | Nos
215 | 11KV VCB SPARES | TORSION SPRING-VD4 | Nos
216 | 11KV VCB SPARES | TRIP COIL FOR 11KV VCB ABB 220V | Nos
217 | 11KV VCB SPARES | TRIP COIL 24V DC | Nos
218 | 11KV VCB SPARES | TRIP COIL BOX ASSY+PLUNGER | Nos
219 | 11KV VCB SPARES | TRIP COIL FOR 11KV VCB 24/220V DC | Nos
220 | 11KV VCB SPARES | TRIP PROP BLOCK ASSY | Nos
221 | 11KV VCB SPARES | TRIP ROLLER | Nos
222 | 11KV VCB SPARES | TRIP/CLOSING COIL 24V/DC | Nos
223 | 11KV VCB SPARES | TRIPPING COIL ASSEMBLY 220V DC | Nos
224 | 11KV VCB SPARES | TULIP CONT ROLL | Nos
225 | 11KV VCB SPARES | TULIP CONTACT 1200-A | Nos
226 | 11KV VCB SPARES | UPPER CONTACT 800A | Nos
227 | 11KV VCB SPARES | UPPER CONTACT 1250A | Nos
228 | 11KV VCB SPARES | UPPER CONTACT 630A | Nos
229 | 11KV VCB SPARES | VCB SPOUT C-TYPE | Nos
230 | 11KV VCB SPARES | VI VG4AE/V207-GB for GEC | Nos
231 | 11KV VCB SPARES | VI VG4AG/V207-MV | Nos
232 | 11KV VCB SPARES | VI VS-12014 FOR ABB | Nos
233 | 11KV VCB SPARES | VI VS-12014 FOR BHEL | Nos
234 | 11KV VCB SPARES | VI VS-12014 V-14/M2 | Nos
235 | 11KV VCB SPARES | VI WL 33379-37 for ECE | Nos
236 | 11KV VCB SPARES | VI WL 33379-M | Nos
237 | 11KV VCB SPARES | VI WL 33379-M-1 D and Panicar | Nos
238 | 11KV VCB SPARES | VI WL 34247-A1 FOR GEC | Nos
239 | 11KV VCB SPARES | VI WL 34599 C-1 | Nos
240 | 11KV VCB SPARES | VI WL 35260 | Nos
241 | 11KV VCB SPARES | VI WL-33379 | Nos
242 | 11KV VCB SPARES | VI WL-33379 M-3 | Nos
243 | 11KV VCB SPARES | VI WL-33379-C | Nos
244 | 11KV VCB SPARES | VI WL-33379-C1 for CGL | Nos
245 | 132/66KV SF-6 BKR SPARES | AIR SWITCH | Nos
246 | 132/66KV SF-6 BKR SPARES | AUX SWITCH STAK 6NO+5NC | Nos
247 | 132/66KV SF-6 BKR SPARES | CONTROL VALVE ASSY | Nos
248 | 132/66KV SF-6 BKR SPARES | GAS FEED VALVE | Nos
249 | 132/66KV SF-6 BKR SPARES | GAS PRESSURE GAUGE | Nos
250 | 132/66KV SF-6 BKR SPARES | INTERMEDIATE FLENGE | Nos
251 | 132/66KV SF-6 BKR SPARES | LOWER TERMINAL FLENGE | Nos
252 | 132/66KV SF-6 BKR SPARES | MOVVING ARC CONTACT | Nos
253 | 132/66KV SF-6 BKR SPARES | NOZZELS | Nos
254 | 132/66KV SF-6 BKR SPARES | OVER LOAD SWITCH | Nos
255 | 132/66KV SF-6 BKR SPARES | Set OF HARDWARE | Nos
256 | 132/66KV SF-6 BKR SPARES | SHAFT SEAL FLENGE W/O TOP VALVE | Nos
257 | 132/66KV SF-6 BKR SPARES | SHOCK ABSORVER | Nos
258 | 132/66KV SF-6 BKR SPARES | SPACE HEATER | Nos
259 | 132/66KV SF-6 BKR SPARES | STATIONERY ARC CONTACT | Nos
260 | 132/66KV SF-6 BKR SPARES | THERMOSTAT | Nos
261 | 132/66KV SF-6 BKR SPARES | TRIP COIL FOR 132KV-220V DC | Nos
262 | 132/66KV SF-6 BKR SPARES | TRIP LATCH | Nos
263 | 132/66KV SF-6 BKR SPARES | TRIP/CLOSE COIL FOR 66KV | Nos
264 | 132KV SF-6 BKR SPARES | AUX OPERATING CATCH | Nos
265 | 132KV SF-6 BKR SPARES | CATCH | Nos
266 | 132KV SF-6 BKR SPARES | CATCH PLATE/BLOCK CATCH | Nos
267 | 132KV SF-6 BKR SPARES | LOCKING RING | Nos
268 | 132KV SF-6 BKR SPARES | MOTOR WITH GEAR WHEEL 132KV SF-6 | Nos
269 | 132KV SF-6 BKR SPARES | O-RING 1-A P-80 | Nos
270 | 132KV SF-6 BKR SPARES | ROLLER | Nos
271 | 132KV SF-6 BKR SPARES | SOCKET | Nos
272 | 132KV SF-6 BKR SPARES | STD Set OF GASKET/132KV SF-6 BKR | Nos
273 | 132KV SF-6 BKR SPARES | TRIGER | Nos
274 | 132KV SF-6 BKR Type-3ARS Spares | BKT FOR ACC | Nos
275 | 132KV SF-6 BKR Type-3ARS Spares | BLOCK CATCH/132KV SF-6 BKR | Nos
276 | 132KV SF-6 BKR Type-3ARS Spares | CATCH | Nos
277 | 132KV SF-6 BKR Type-3ARS Spares | CATCH GEAR ASSY 220V | Nos
278 | 132KV SF-6 BKR Type-3ARS Spares | COMPRESSION SPRING | Nos
279 | 132KV SF-6 BKR Type-3ARS Spares | GEAR WHEEL | Nos
280 | 132KV SF-6 BKR Type-3ARS Spares | INNER RING | Nos
281 | 132KV SF-6 BKR Type-3ARS Spares | MOTOR+GEAR WHEEL+ROLL PIN SLEEV | Nos
282 | 132KV SF-6 BKR Type-3ARS Spares | NEEDLE ROLLER BEARING | Nos
283 | 132KV SF-6 BKR Type-3ARS Spares | ROLLER CHAIN | Nos
284 | 132KV SF-6 BKR Type-3ARS Spares | Set OF CIRCLIP and BALL PINS | Nos
285 | 132KV SF-6 BKR Type-3ARS Spares | SHAFT | Nos
286 | 132KV SF-6 BKR Type-3ARS Spares | SPROCKET | Nos
287 | 132KV SF-6 BKR Type-3ARS Spares | THIN HELICOL GEAR | Nos
288 | 220/11KV BREAKER SPARES | CKT BKR CLAMPS | Nos
289 | 220/11KV BREAKER SPARES | Closing Coils for 11kv breakers | Nos
290 | 220/11KV BREAKER SPARES | Density Moniter with arm contact | Nos
291 | 220/11KV BREAKER SPARES | FERULE PACKET FOR CABLE LEAD | Nos
292 | 220/11KV BREAKER SPARES | FOUNDATION BOLT FOR C B SUPPORT | Nos
293 | 220/11KV BREAKER SPARES | FOUNDATION BOLT FOR MACHANISM | Nos
294 | 220/11KV BREAKER SPARES | GLANDS 19mm | Nos
295 | 220/11KV BREAKER SPARES | GLANDS 32mm | Nos
296 | 220/11KV BREAKER SPARES | GLANDS 35mm | Nos
297 | 220/11KV BREAKER SPARES | Limb for 220KV SF-6 Circuit Breaker | Nos
298 | 220/11KV BREAKER SPARES | LIMB FOR 220KV SF-6 CKT BKR | Nos
299 | 220/11KV BREAKER SPARES | Machanism for 220kv LIMBs | Nos
300 | 220/11KV BREAKER SPARES | Main Marsheling Box for 220kv C B | Nos
301 | 220/11KV BREAKER SPARES | Main Marshelling Box for SF-6 Circuit Breaker | Nos
302 | 220/11KV BREAKER SPARES | Mechanism for Limb of 220KV SF-6 Circuit Breaker | Nos
303 | 220/11KV BREAKER SPARES | SUPPORT LEGS FOR C B STRUCTURE | Nos
304 | 220/11KV BREAKER SPARES | Terminal connecter of BKR Clamp 220kv | Nos
305 | 220/11KV BREAKER SPARES | Trip coils for 11kv breakers | Nos
306 | 220/11KV BREAKER SPARES | Trip coils for 66/132/220kv | Nos
307 | 220/11KV BREAKER SPARES | Triping Coil 220V DC for 11KV Breaker | Nos
308 | 220/11KV BREAKER SPARES | Triping Coil 220V DC for 132 KV Breaker | Nos
309 | 220/11KV BREAKER SPARES | Triping Coil 220V DC for 220 KV Breaker | Nos
310 | 220/11KV BREAKER SPARES | Triping Coil 220V DC for 400 KV Breaker | Nos
311 | 220/11KV BREAKER SPARES | Triping Coil 220V DC for 66 KV Breaker | Nos
312 | 220/132/66 KV SF-6 BKR SPARES | ACTUATING/DRIVER RING | Nos
313 | 220/132/66 KV SF-6 BKR SPARES | ACTUATING/OPERATE ROD | Nos
314 | 220/132/66 KV SF-6 BKR SPARES | AIR PRESSURE GAUGE 0-40BAR | Nos
315 | 220/132/66 KV SF-6 BKR SPARES | ATTRACTOR ASSY (PILOT VALVE NOZZLE | Nos
316 | 220/132/66 KV SF-6 BKR SPARES | BALLAST CYLINDER | Nos
317 | 220/132/66 KV SF-6 BKR SPARES | BEVLE GEAR ASSY | Nos
318 | 220/132/66 KV SF-6 BKR SPARES | BLOCK WITH PRESSURE GAUGE | Nos
319 | 220/132/66 KV SF-6 BKR SPARES | BLOW OFF PIPE 66/132/220KV BKR | Nos
320 | 220/132/66 KV SF-6 BKR SPARES | CAMFLOW BALL VALVE 3/4inch BSP | Nos
321 | 220/132/66 KV SF-6 BKR SPARES | CLOSE COIL 220/132KV SWT-431025 R-2 | Nos
322 | 220/132/66 KV SF-6 BKR SPARES | CLOSE COIL 24/48-V DC R-4 | Nos
323 | 220/132/66 KV SF-6 BKR SPARES | CLOSE LATCH RETENTION BLOCK | Nos
324 | 220/132/66 KV SF-6 BKR SPARES | CLOSE SPRING COMPLETE 66KV | Nos
325 | 220/132/66 KV SF-6 BKR SPARES | CONTROL COIL/TRIP CLOSE 66/132/220KV | Nos
326 | 220/132/66 KV SF-6 BKR SPARES | CONTROL SWITCH BLUE | Nos
327 | 220/132/66 KV SF-6 BKR SPARES | COUPLING PIECE FOR GEAR BOX | Nos
328 | 220/132/66 KV SF-6 BKR SPARES | DAMPING PISTON | Nos
329 | 220/132/66 KV SF-6 BKR SPARES | DENSITY MONITOR FOR 132KV ABCB/SF6 | Nos
330 | 220/132/66 KV SF-6 BKR SPARES | DM CABLE FOR DENSITY MONITOR 15 Mtr | Nos
331 | 220/132/66 KV SF-6 BKR SPARES | EXAHAUST CYLINDER | Nos
332 | 220/132/66 KV SF-6 BKR SPARES | EYE BOLT (BOTOM) FOR TRNSMITION ROD | Nos
333 | 220/132/66 KV SF-6 BKR SPARES | EYE BOLT (TOP) FOR TRNSMITION ROD | Nos
334 | 220/132/66 KV SF-6 BKR SPARES | FIXED CONTACT | Nos
335 | 220/132/66 KV SF-6 BKR SPARES | GEAR BOX ASSY COMPLETE | Nos
336 | 220/132/66 KV SF-6 BKR SPARES | GROOVE PART ON POLE and DENSITY MON | Nos
337 | 220/132/66 KV SF-6 BKR SPARES | INTER CONNECT PIPE CHS/RHS | Nos
338 | 220/132/66 KV SF-6 BKR SPARES | INTERCONNECTING PIPE POLE-POLE4 5m | Nos
339 | 220/132/66 KV SF-6 BKR SPARES | LATCH LEVER | Nos
340 | 220/132/66 KV SF-6 BKR SPARES | LOCAL REMOTE SWITCH | Nos
341 | 220/132/66 KV SF-6 BKR SPARES | LONGITUDNAL SEAL ASSY | Nos
342 | 220/132/66 KV SF-6 BKR SPARES | LOWER CONTACT FLENGE | Nos
343 | 220/132/66 KV SF-6 BKR SPARES | Machanism Box for 66kv | Nos
344 | 220/132/66 KV SF-6 BKR SPARES | MOTOR COMPLETE | Nos
345 | 220/132/66 KV SF-6 BKR SPARES | MOTOR OF COMPRESSOR 3HP 3PSASE | Nos
346 | 220/132/66 KV SF-6 BKR SPARES | NON RETURN VALVE | Nos
347 | 220/132/66 KV SF-6 BKR SPARES | NW-8 GROOVE PART ON POLE and D M | Nos
348 | 220/132/66 KV SF-6 BKR SPARES | NW-8 SPRING PART SF-6 PIPE | Nos
349 | 220/132/66 KV SF-6 BKR SPARES | OPERATION COUNTER/CELtrON | Nos
350 | 220/132/66 KV SF-6 BKR SPARES | O-RING FOR GROOVE PART 66KV SF-6 B | Nos
351 | 220/132/66 KV SF-6 BKR SPARES | PACKING | Nos
352 | 220/132/66 KV SF-6 BKR SPARES | PISTON (DRIVE ROD) | Nos
353 | 220/132/66 KV SF-6 BKR SPARES | PRESOSTAT | Nos
354 | 220/132/66 KV SF-6 BKR SPARES | PRESSURE SWITCH/BKR | Nos
355 | 220/132/66 KV SF-6 BKR SPARES | RETENTION LEVER | Nos
356 | 220/132/66 KV SF-6 BKR SPARES | RUBBER BELOW FOR EYE BOLT | Nos
357 | 220/132/66 KV SF-6 BKR SPARES | SA SWITCH WITH ROLLER | Nos
358 | 220/132/66 KV SF-6 BKR SPARES | SAFTY VALVE ASSY 1/4inch BSP | Nos
359 | 220/132/66 KV SF-6 BKR SPARES | SAFTY VALVE ASSY 3/4inch BSP | Nos
360 | 220/132/66 KV SF-6 BKR SPARES | SF-6 GAS INTER CONNECTING PIPE | Nos
361 | 220/132/66 KV SF-6 BKR SPARES | SPRING CHARGE HANDLE(2TEETH) | Nos
362 | 220/132/66 KV SF-6 BKR SPARES | SPRING CHARGE HANDLE(4TEETH) | Nos
363 | 220/132/66 KV SF-6 BKR SPARES | SPRING FOR ELGI COMPRESSOR | Nos
364 | 220/132/66 KV SF-6 BKR SPARES | STOPER BUSH | Nos
365 | 220/132/66 KV SF-6 BKR SPARES | STOPER LEVER | Nos
366 | 220/132/66 KV SF-6 BKR SPARES | THERMAL OVERLOAD RELAY 7 8-6 0A | Nos
367 | 220/132/66 KV SF-6 BKR SPARES | Tie Rod | Nos
368 | 220/132/66 KV SF-6 BKR SPARES | TRANSMISSION LEVER | Nos
369 | 220/132/66 KV SF-6 BKR SPARES | TRANSMISSION ROD (NORMAL) | Nos
370 | 220/132/66 KV SF-6 BKR SPARES | TRANSMISSION ROD + EXTENTION | Nos
371 | 220/132/66 KV SF-6 BKR SPARES | TRIP COIL LTB-145 ABB | Nos
372 | 220/132/66 KV SF-6 BKR SPARES | TRIP COIL FOR 66KV 400833 R-9 | Nos
373 | 220/132/66 KV SF-6 BKR SPARES | TRIP LATCH BLOCK | Nos
374 | 220/132/66 KV SF-6 BKR SPARES | TRIP SPRING COMPLETE | Nos
375 | 220/132/66 KV SF-6 BKR SPARES | UPPER CONTACT FLENGE | Nos
376 | 220KV ABCB SPARES | O-RING ABB P-13 | Nos
377 | 220KV ABCB SPARES | O-RING ABB P-3 | Nos
378 | 220KV SF-6 BKR SPARES | 220KV LIMB FOR SF-6 BKR | Nos
379 | 220KV SF-6 BKR SPARES | AIR SWITCH FOR 220KV BKR | Nos
380 | 220KV SF-6 BKR SPARES | AUX SWITCH STAC | Nos
381 | 220KV SF-6 BKR SPARES | BKR HOUSING ASSY | Nos
382 | 220KV SF-6 BKR SPARES | BREAKER HOUSING ASSEMBLY | Nos
383 | 220KV SF-6 BKR SPARES | Close COIL FOR 400 KV BKR | Nos
384 | 220KV SF-6 BKR SPARES | CONTROL VALVE ASSY 220KV BKR | Nos
385 | 220KV SF-6 BKR SPARES | COPPER PIPE OF COMP | Nos
386 | 220KV SF-6 BKR SPARES | GAS FEED VALVE 220KV | Nos
387 | 220KV SF-6 BKR SPARES | GLANDS 21/25 | Nos
388 | 220KV SF-6 BKR SPARES | GLANDS 27/30 | Nos
389 | 220KV SF-6 BKR SPARES | INTERMEDIATE FLENGE 220KV | Nos
390 | 220KV SF-6 BKR SPARES | LOWER TERMINAL FLENGE 220KV | Nos
391 | 220KV SF-6 BKR SPARES | MACHANISM BOX WITH STAND | Nos
392 | 220KV SF-6 BKR SPARES | MOVING ARC CONTACT 132KV BKR | Nos
393 | 220KV SF-6 BKR SPARES | NOZZELS FOR 220KV BKR CGL | Nos
394 | 220KV SF-6 BKR SPARES | OVER LOAD RELAY FOR 220KV BKR | Nos
395 | 220KV SF-6 BKR SPARES | POLE DISCRIPENCY RELAY | Nos
396 | 220KV SF-6 BKR SPARES | Set OF HARDWARE 220KV | Nos
397 | 220KV SF-6 BKR SPARES | SHAFT SEAL FLENGE W/O STOP VALVE | Nos
398 | 220KV SF-6 BKR SPARES | SHOCK ABSOVER OF 220KV BKR | Nos
399 | 220KV SF-6 BKR SPARES | SPARE HEATER 220KV BKR | Nos
400 | 220KV SF-6 BKR SPARES | STATIONERY ARCING CONTACT 132KV | Nos
401 | 220KV SF-6 BKR SPARES | THERMOSTAT FOR 220KV | Nos
402 | 220KV SF-6 BKR SPARES | Trip COIL FOR 400 KV BKR | Nos
403 | 220KV SF-6 BKR SPARES | TRIP LATCH 220KV BKR | Nos
404 | 220KV SF-6 BKR SPARES | Trip/Close COIL FOR 220 KV BKR | Nos
405 | 400KV 500MVA T/F SPARES | 12 Inch pump axial flow 6000 LPM@3M Head | Nos
406 | 400KV 500MVA T/F SPARES | 245KV 2000A 6125 MM Bushing | Nos
407 | 400KV 500MVA T/F SPARES | 420KV 1250A 10500MM Bushing | Nos
408 | 400KV 500MVA T/F SPARES | 52KV 3150A 1300MM Bushing | Nos
409 | 400KV 500MVA T/F SPARES | Bushholz Relay 3inch | Nos
410 | 400KV 500MVA T/F SPARES | Bushing 36KV 3150A | Nos
411 | 400KV 500MVA T/F SPARES | Contactors | Nos
412 | 400KV 500MVA T/F SPARES | CT Assembly in MS Container filled with oil | Nos
413 | 400KV 500MVA T/F SPARES | DTO 3 Breather Twin Series | Nos
414 | 400KV 500MVA T/F SPARES | Fan 36inch 550RPM 400V 3PH 50Hz | Nos
415 | 400KV 500MVA T/F SPARES | FD Assembly | Nos
416 | 400KV 500MVA T/F SPARES | Fuses | Nos
417 | 400KV 500MVA T/F SPARES | Green Lamp | Nos
418 | 400KV 500MVA T/F SPARES | Heat Sensor | Nos
419 | 400KV 500MVA T/F SPARES | Hose Pipe Set 1/4inch | Nos
420 | 400KV 500MVA T/F SPARES | Lamps | Nos
421 | 400KV 500MVA T/F SPARES | Magnetic level gauge | Nos
422 | 400KV 500MVA T/F SPARES | Oil flow indicator | Nos
423 | 400KV 500MVA T/F SPARES | Oil hoses-50NB x 10Mtrs Length | Nos
424 | 400KV 500MVA T/F SPARES | OIL SURGE RELAY | Nos
425 | 400KV 500MVA T/F SPARES | Oil Temperature Indicator | Nos
426 | 400KV 500MVA T/F SPARES | Pressure Relief Device | Nos
427 | 400KV 500MVA T/F SPARES | PT-10 Breather thrier series | Nos
428 | 400KV 500MVA T/F SPARES | Red Lamp | Nos
429 | 400KV 500MVA T/F SPARES | Regulator Assembly | Nos
430 | 400KV 500MVA T/F SPARES | Remote Tap position indicator | Nos
431 | 400KV 500MVA T/F SPARES | RTD Sensor | Nos
432 | 400KV 500MVA T/F SPARES | SS Hose Pole 100NB x 10 Mtrs | Nos
433 | 400KV 500MVA T/F SPARES | Stainless Steel oil sample bottle | Nos
434 | 400KV 500MVA T/F SPARES | Switches | Nos
435 | 400KV 500MVA T/F SPARES | Timer | Nos
436 | 400KV 500MVA T/F SPARES | Valve Gate 100MM Pegler Design | Nos
437 | 400KV 500MVA T/F SPARES | Valve Gate 125MM Pegler Design | Nos
438 | 400KV 500MVA T/F SPARES | Valve Gate 25MM Pegler Design | Nos
439 | 400KV 500MVA T/F SPARES | Valve Gate 50MM Pegler Design | Nos
440 | 400KV 500MVA T/F SPARES | Valve Gate 80MM Pegler Design | Nos
441 | 400KV 500MVA T/F SPARES | Valve Plate 100MM | Nos
442 | 400KV 500MVA T/F SPARES | Valve Plate 200MM | Nos
443 | 400KV 500MVA T/F SPARES | Valve Plate 300MM | Nos
444 | 400KV 500MVA T/F SPARES | Winding Temperature Indicator | Nos
445 | 66KV SF-6 BKR SPARES | MARSHELLING BOX | Nos
446 | 66KV SF-6 BKR SPARES | PIPE and PILLER | Nos
447 | 66KV SF-6 BKR SPARES | C and D ROLLER+BEARING | Nos
448 | 66KV SF-6 BKR SPARES | O-RING P-18 | Nos
449 | ACSR & Fittings | ACSR Conductor Moose 0.5 Sq Inch | Km
450 | ACSR & Fittings | ACSR Conductor Panthar 0.2 Sq Inch | Km
451 | ACSR & Fittings | ACSR Conductor Wolf 0.15 Sq Inch | Km
452 | ACSR & Fittings | ACSR Conductor Zebra 0.4 Sq Inch | Km
453 | ACSR & Fittings | Apporach Cable OPGW | Mtr
454 | ACSR & Fittings | Attaching Clamp | Nos
455 | ACSR & Fittings | Automatic Come Along Clamp 0.4 Sq Inch | Nos
456 | ACSR & Fittings | C Wedge Clamp for Zebra 0.4 Sq Inch | Nos
457 | ACSR & Fittings | Come Along Clamp Off Size Old & Used | Nos
458 | ACSR & Fittings | Die Set for ACSR Moose 0.5 Sq Inch | Nos
459 | ACSR & Fittings | Die Set for ACSR Panthar 0.2 Sq Inch | Nos
460 | ACSR & Fittings | Die Set for Wolf 0.15 Sq Inch 0.15 Sq inch | Nos
461 | ACSR & Fittings | Double Suspension Fitting For Dog | Set
462 | ACSR & Fittings | Double Suspension Fitting For Moose 0.5 Sq Inch | Set
463 | ACSR & Fittings | Double Suspension Fitting For Panthar 0.2 Sq Inch | Set
464 | ACSR & Fittings | Double Suspension Fitting For Wolf 0.15 Sq Inch | Set
465 | ACSR & Fittings | Double Suspension Fitting For Zebra 0.4 Sq Inch | Set
466 | ACSR & Fittings | Double Tension Fitting For Moose 0.5 Sq Inch | Set
467 | ACSR & Fittings | Double Tension Fitting For Panthar 0.2 Sq Inch | Set
468 | ACSR & Fittings | Double Tension Fitting For Wolf 0.15 Sq Inch | Set
469 | ACSR & Fittings | Double Tension Fitting For Zebra 0.4 Sq Inch | Set
470 | ACSR & Fittings | Double Tension Fitting For Twin Zebra 0.4 Sq Inch | Set
471 | ACSR & Fittings | Earthing Clamp Old & Used | Nos
472 | ACSR & Fittings | OPG 24 Fibre Wire | Mtr
473 | ACSR & Fittings | PA Rod For Moose 0.5 Sq Inch | Set
474 | ACSR & Fittings | PA Rod For Panthar 0.2 Sq Inch | Set
475 | ACSR & Fittings | PA Rod For Wolf 0.15 Sq Inch | Set
476 | ACSR & Fittings | PA Rod For Zebra 0.4 Sq Inch | Set
477 | ACSR & Fittings | Repair Sleeve Fitting for AAAC Conductor | Nos
478 | ACSR & Fittings | Repair Sleeve For Moose 0.5 Sq Inch | Nos
479 | ACSR & Fittings | Repair Sleeve For Panthar 0.2 Sq Inch | Nos
480 | ACSR & Fittings | Repair Sleeve For Wolf 0.15 Sq Inch | Nos
481 | ACSR & Fittings | Repair Sleeve For Zebra 0.4 Sq Inch | Nos
482 | ACSR & Fittings | SB Damper for Moose 0.5 Sq Inch | Nos
483 | ACSR & Fittings | SB Damper for Panthar 0.2 Sq Inch | Nos
484 | ACSR & Fittings | SB Damper for Wolf 0.15 Sq Inch | Nos
485 | ACSR & Fittings | SB Damper for Zebra 0.4 Sq Inch | Nos
486 | ACSR & Fittings | Single Suspension Bus Bar (Grid Material) Panthar | Set
487 | ACSR & Fittings | Single Suspension Fitting For Bus Bar 66 KV | Set
488 | ACSR & Fittings | Single Suspension Fitting ForTwin Zebra 0.4 Sq Inch | Nos
489 | ACSR & Fittings | Single Tension Fitting For Twin Zebra 0.4 Sq Inch (Bolted Type) | Set
490 | ACSR & Fittings | Single Tension Fitting For Zebra 0.4 Sq Inch (Grid Material) | Set
491 | ACSR & Fittings | Single PG Clamp | Nos
492 | ACSR & Fittings | Single Suspension Clamp (Assembly) 400KV | Set
493 | ACSR & Fittings | Single Suspension Fitting For Moose 0.5 Sq Inch | Set
494 | ACSR & Fittings | Single Suspension Fitting For Panthar 0.2 Sq Inch | Set
495 | ACSR & Fittings | Single Suspension Fitting For Wolf 0.15 Sq Inch | Set
496 | ACSR & Fittings | Single Suspension Fitting For Zebra 0.4 Sq Inch | Set
497 | ACSR & Fittings | Single Suspension Fitting Zebra 0.4 Sq Inch Newporan Type | Set
498 | ACSR & Fittings | Single Tension Fitting for AAAC Conductor | Set
499 | ACSR & Fittings | Single Tension Fitting For Moose 0.5 Sq Inch | Set
500 | ACSR & Fittings | Single Tension Fitting For Panther 0.2 Sq Inch | Set
501 | ACSR & Fittings | Single Tension Fitting For Wolf 0.15 Sq Inch | Set
502 | ACSR & Fittings | Single Tension Fitting For Zebra 0.4 Sq Inch | Set
503 | ACSR & Fittings | SSI Pilot Hardware 400 KV | Nos
504 | ACSR & Fittings | Straight Joint For AAAC Conductor | Set
505 | ACSR & Fittings | Straight Joint For Moose 0.5 Sq Inch | Nos
506 | ACSR & Fittings | Straight Joint For Panthar 0.2 Sq Inch | Nos
507 | ACSR & Fittings | Straight Joint For Wolf 0.15 Sq Inch | Nos
508 | ACSR & Fittings | Straight Joint For Zebra 0.4 Sq Inch | Nos
509 | ACSR & Fittings | Tension Clamp Assembly 400KV | Set
510 | ACSR & Fittings | Vibration Damper (PA Rod) | Nos
511 | Alumina | Alumina | Kg
512 | Battery | Battery 100AH 220V | Nos
513 | Battery | Battery 12V 25Plate | Nos
514 | Battery | Battery 200AH 220V | Nos
515 | Battery | Battery 300Ah 220VDC | Nos
516 | Battery | Battery 48V 100AH | Nos
517 | Battery | Battery 48V 200AH | Nos
518 | Battery | Battery 48V 300AH | Nos
519 | Battery | Battery Charger 100Ah/220V | Nos
520 | Battery | Battery Charger 100Ah/24V | Nos
521 | Battery | Battery Charger 200Ah/220V | Nos
522 | Battery | Battery Charger 300Ah/220V | Nos
523 | Battery | Battery Charger 48V0020 | Nos
524 | Battery | Battery Charger 48V0040 | Nos
525 | Battery | Battery Charger 48V0060 | Nos
526 | Battery | Battery Charger 48V0080 | Nos
527 | Battery | Battery Stand | Nos
528 | Battery | DCDB 200AH 220V | Nos
529 | Battery | DCDB 300AH 220V DC | Nos
530 | BREATHER | Silica Gel Breather 10 Kg Joint Free | Nos
531 | BREATHER | Silica Gel Breather 11 Kg | Nos
532 | BREATHER | Silica Gel Breather 15 Kg | Nos
533 | BREATHER | Silica Gel Breather 150 Kg | Nos
534 | BREATHER | Silica Gel Breather 33 Kg | Nos
535 | BREATHER | Silica Gel Breather 475 Kg | Nos
536 | BREATHER | Silica Gel Breather 60 Kg | Nos
537 | BREATHER | Silica Gel Breather 80 Kg | Nos
538 | Bus Bar | 220KV Bus Bar Protection Panel | Nos
539 | Bus Bar | Gi Bus bar Sturucture 132KV | Nos
540 | Bus Bar | Gi Bus bar Sturucture 220KV | Nos
541 | Bus Bar | Gi Bus bar Sturucture 66KV | Nos
542 | Bus Coupler | 11kV Bus-Coupler Panel 1200-600/5A | Nos
543 | Bus Coupler | 220KV Bus Coupler Panel | Nos
544 | C&R Panel | 132KV C&R Panel Line Control BL-1 220V DC | Nos
545 | C&R Panel | 132kV T/F C&R Panel BT2R | Nos
546 | C&R Panel | 132kV T/F C&R Panel BT2SA | Nos
547 | C&R Panel | 220kV C&R of Buscoupler Panel | Nos
548 | C&R Panel | 220kV Line C&R Panel AL-2 | Nos
549 | C&R Panel | 220kV T/F C&R Panel AT2 | Nos
550 | C&R Panel | 66kC T/F C&R Panel CT1R | Nos
551 | C&R Panel | 66kC T/F C&R Panel CT2R | Nos
552 | C&R Panel | 66KV Buscoupler C&R Panel | Nos
553 | C&R Panel | 66KV C&R (T/F Control) Panel 24V DC CT-1R | Nos
554 | C&R Panel | 66KV C&R (T/F Control) Panel 24V DC CT-1RS | Nos
555 | C&R Panel | 66KV C&R Panel CL-1 | Nos
556 | C&R Panel | 66KV C&R Panel CT-1 24V DC | Nos
557 | C&R Panel | 66kV Cap C Panel CC-2 | Nos
558 | C&R Panel | 66kV Line C&R Panel CL-2 | Nos
559 | C&R Panel | 66kV T/F C&R Panel CT2RS | Nos
560 | Cable Box | 11KV 3/C I/D C/Box 300mm2 | Nos
561 | Cable Box | 11KV 3/C O/D C/Box 150mm2 | Nos
562 | Cable Box | 11KV 3/C O/D C/Box 150mm2 | Nos
563 | Cable Box | 11KV 3/C O/D C/Box 300mm2 | Nos
564 | Cable Box | 11KV S/C I/D C/Box 300mm2 | Nos
565 | Cable Box | 11KV S/C O/D C/Box 300mm2 | Nos
566 | Cable Box | 11KV Straight Joint 3/C | Nos
567 | CABLES | HF Cable(150 OHM) | Mtr
568 | CABLES | Telephone Cable U/A 10 Pair | Mtr
569 | CABLES | Telephone Cable U/A 2 Pair | Mtr
570 | CABLES | Telephone Cable U/A 5 Pair | Mtr
571 | Capacitor Bank | 11KV 1.361MVAR C/Bank | Nos
572 | Capacitor Bank | 11KV Cap C Panel 400-200/5A | Nos
573 | Capacitor Bank | 132KV 10.860MVAR Cap Bank | Nos
574 | Capacitor Bank | 220KV 10.860MVAR Cap Bank | Nos
575 | Capacitor Bank | 220KV Coupling Capacitor | Nos
576 | Capacitor Bank | 66KV Cap Bank 10.860MVAR | Nos
577 | Capacitor Bank | GI Structure for 132 kv Capciator bank | Nos
578 | Capacitor Bank | GI Structure for 220 kv Capciator bank | Nos
579 | Capacitor Bank | GI Structure for 66 kv Capciator bank | Nos
580 | CB | 11KV I/C VCB 900-450/5A | Nos
581 | CB | 11KV O/G VCB 200-100/5A-630A- T/F Panel | Nos
582 | CB | 11KV O/G VCB 400-200/5A | Nos
583 | CB | 11KV O/G VCBU/S | Nos
584 | CB | 11KV VCB 1200-600/5A | Nos
585 | CB | 132KV SF-6 Breaker | Nos
586 | CB | 220KV SF-6 Breaker | Nos
587 | CB | 66KV SF-6 Ckt Breaker | Nos
588 | Civil Items | ACC Ends | Nos
589 | Civil Items | ACC Pipe 0.75 to 2.50 mtr | Mtr
590 | Civil Items | ACC Pipe 3 Inch | Nos
591 | Civil Items | ACC Pipe 4 Inch | Mtr
592 | Civil Items | ACC Ridge | Nos
593 | Civil Items | Cement | MT
594 | Civil Items | CI Bend 2.5 Inch | Nos
595 | Civil Items | CI Bend 3 Inch | Nos
596 | Civil Items | CI BEND 6 Inch | Nos
597 | Civil Items | CI Pipe 4 Inch | Mtr
598 | Civil Items | CI Steps for Man Hole | Nos
599 | Civil Items | CI SURFACE BOX 12 INCH | Nos
600 | Civil Items | DUMPY LeVeL Old & USEd | Nos
601 | Civil Items | FLENGE WITH REDUCER 3 INCH OFF & USED | Nos
602 | Civil Items | Gate Valve 2 Inch | Nos
603 | Civil Items | GI Bend 4 Inch | Nos
604 | Civil Items | GI Pipe 1 Inch | Mtr
605 | Civil Items | GI Pipe 4 Inch | Mtr
606 | Civil Items | GI PIPE TUBLAR TRUSHES | Nos
607 | Civil Items | HCL BEND 3 Inch with Base | Nos
608 | Civil Items | HCL Bend 4 Inch | Nos
609 | Civil Items | HCL BEND 4 Inch with Base | Nos
610 | Civil Items | MAIN HOLE (BASE LIGHT & OLD) | Nos
611 | Civil Items | MS IRON PHARMA COLUMN 4'x10'' | Nos
612 | Civil Items | MS Pipe 100 mm | Mtr
613 | Civil Items | MS Pipe 125 mm | Mtr
614 | Civil Items | MS Pipe 200 mm | Mtr
615 | Civil Items | MS PIPE 32 mm | Mtr
616 | Civil Items | MS PIPE 50 mm | Mtr
617 | Civil Items | MS PIPE 65 mm | Mtr
618 | Civil Items | Plate Viverator with Motor | Nos
619 | Civil Items | RAG SCREW BOLT OFF SIZE | Nos
620 | Civil Items | RUBBER Ring 3 Inch | Nos
621 | Civil Items | RUBBER Ring 4 Inch | Nos
622 | Civil Items | Steel Wards | Set
623 | Civil Items | Thedolight Stabd Wooden | Nos
624 | Civil Items | Water Supply Pump | Nos
625 | Civil Items | Welding SET (OLD AND USED) | Nos
626 | COPPER CONTROL CABLE | AC MOTOR 220V 3PHASE | Nos
627 | COUPLING CAPACITOR | Coupling Capacitor 132 KV 7100 Pf | Nos
628 | COUPLING CAPACITOR | Coupling Capacitor 132 KV 8800 Pf | Nos
629 | COUPLING CAPACITOR | Coupling Capacitor 220 KV 2200 Pf | Nos
630 | COUPLING CAPACITOR | Coupling Capacitor 220 KV8800pf | Nos
631 | COUPLING CAPACITOR | Coupling Capacitor 66 KV 8800 Pf | Nos
632 | COUPLING DEVICE | Coupling Device 100W8800pf(P-P) | Nos
633 | COUPLING DEVICE | Coupling Device 200W8800pf(P-P) | Nos
634 | COUPLING DEVICE | Coupling Device 650W8800pf(P-G) | Nos
635 | CT | 132KV CT 100-50/.577-1-1-1-1A | Nos
636 | CT | 132KV CT 150-300-600/1-1-1-1A | Nos
637 | CT | 132KV CT 150-75/.577-1-1-1-1A | Nos
638 | CT | 132KV CT 200-100/.577-1-1-1-1A | Nos
639 | CT | 132KV CT 200-100/1-1-1-1A | Nos
640 | CT | 132KV CT 200-100/600/1-1-1-1-1-1-1A | Nos
641 | CT | 132KV CT 250-125/.577-1-1-1-1A | Nos
642 | CT | 132KV CT 250-125/.577-1-1-1-1A | Nos
643 | CT | 132KV CT 300-150/0.577-1-1-1-1A | Nos
644 | CT | 132KV CT 300-600/5-5-5-5A | Nos
645 | CT | 132KV CT 400-200/0.577-1-1-1-1A | Nos
646 | CT | 132KV CT 400-200/1-1-1-1A | Nos
647 | CT | 132KV CT 500-250/.577-1-1-1-1A | Nos
648 | CT | 132KV CT 600-300/1-1-1-1A | Nos
649 | CT | 132KV CT 75-150/1-1-1-1A | Nos
650 | CT | 132KV CT 800-400/1-1-1-1-1A | Nos
651 | CT | 220KV CT 400-200-100/1-1-1-1-1A | Nos
652 | CT | 220KV CT 1000-500/1-1-1-1-1A | Nos
653 | CT | 220KV CT 1200-600/1-1-1-1-1-1A | Nos
654 | CT | 220KV CT 250-500/1-1-1-1/300-150/0.577 (TC) | Nos
655 | CT | 220KV CT 300-150/.577 -1-1-1-1-1 A | Nos
656 | CT | 220KV CT 300-600/1-1-1-1 800/1 | Nos
657 | CT | 220KV CT 400-200/1-1-1-1-1A New | Nos
658 | CT | 220kV CT 600-300/.577/1-1/800-1200-1600/1-1A600-300/1-1A | Nos
659 | CT | 220KV CT 600-300/0.577/1-1-1-1-1A | Nos
660 | CT | 220KV CT 800-1200-1600/1-1-1-1-1-1A | Nos
661 | CT | 220KV CT 800-400/1-1-1-1-1A | Nos
662 | CT | 33KV CT 50-100/1A | Nos
663 | CT | 33KV CT 200-100/1-A | Nos
664 | CT | 66KV CT 1000-500/0577-1-1-1-1A | Nos
665 | CT | 66KV CT 100-200/1-1-1-1A | Nos
666 | CT | 66KV CT 125-250/0.577-1-1-1-1A | Nos
667 | CT | 66KV CT 150-300/.577-1-1-1-1A | Nos
668 | CT | 66KV CT 150-75 /.577-1-1-1-1A | Nos
669 | CT | 66KV CT 200-100/.577-1-1-1-1 | Nos
670 | CT | 66KV CT 200-400-800/0.577-1-1-1-1A | Nos
671 | CT | 66KV CT 300-600/0.577-1-1-1-1A | Nos
672 | CT | 66KV CT 300-600-1200/0.577-1-1-1-1A | Nos
673 | CT | 66KV CT 400-200/.577-1-1-1-1A | Nos
674 | CT | 66KV CT 400-200-100/.577-1-1-1-1A | Nos
675 | CT | 66KV CT 400-200-100/1-1-1-1A | Nos
676 | CT | 66KV CT 450-900/0.577-1-1-1-1A | Nos
677 | CT | 66KV CT 500-250/.577-1-1-1-1A | Nos
678 | CT | 66KV CT 50-100/0577-1-1-1-1A | Nos
679 | CT | 66KV CT 600-300/1-1-1-1A | Nos
680 | CT | 66KV CT 800-400-200/1-1-1-1A | Nos
681 | CT/U-S | 132kV CT U/S | Nos
682 | CT/U-S | 220kV CT U/S | Nos
683 | CT/U-S | 400kV CT U/S | Nos
684 | CT/U-S | 66kV CT U/S | Nos
685 | CU Control Cable | Cu C Cable 12C 2.5mm2 | Mtr
686 | CU Control Cable | Cu C Cable 16C 2.5mm2 | Mtr
687 | CU Control Cable | Cu C Cable 24C 2.5mm2 | Mtr
688 | CU Control Cable | Cu C Cable 2C 2.5mm2 | Mtr
689 | CU Control Cable | Cu C Cable 32C 2.5mm2 | Mtr
690 | CU Control Cable | Cu C Cable 4C 10mm2 | Mtr
691 | CU Control Cable | Cu C Cable 4C 2.5mm2 | Mtr
692 | CU Control Cable | Cu C Cable 4C 4mm2 | Mtr
693 | CU Control Cable | Cu C Cable 7C 2.5mm2 | Mtr
694 | CU Control Cable | Cu C Cable 9C 2.5mm2 | Mtr
695 | CYLINDER | OLD EMPTY CYLINDER 3/5 Kg | Nos
696 | Earth Wire & Fitting | Cone Type Straight Joint 7/2.55 mm | Nos
697 | Earth Wire & Fitting | Dead End Body For E/Wire 7/2.24 mm | Nos
698 | Earth Wire & Fitting | Dead End Body For E/Wire 7/3.15 mm | Nos
699 | Earth Wire & Fitting | Die Set for Earth Wire 7/3.15 mm | Nos
700 | Earth Wire & Fitting | Earth Clip 7/3.15 mm | Nos
701 | Earth Wire & Fitting | Earth Wire 7/2.24 mm | MT
702 | Earth Wire & Fitting | Earth Wire 7/3.15 mm | MT
703 | Earth Wire & Fitting | Earthing Bond Old & Used | Nos
704 | Earth Wire & Fitting | SB Damper For E/wire 7/2.24 mm | Nos
705 | Earth Wire & Fitting | SB Damper For E/wire 7/3.15 mm | Nos
706 | Earth Wire & Fitting | Single Suspension Clamp For E/Wire 7/2.24 mm | Nos
707 | Earth Wire & Fitting | Single Suspension Clamp For E/Wire 7/3.15 mm | Nos
708 | Earth Wire & Fitting | Straight Joint For E/Wire 7/2.24 mm | Nos
709 | Earth Wire & Fitting | Straight Joint For E/Wire 7/3.15 mm | Nos
710 | Gasket | Gasket Sheet 12mm | Nos
711 | Gasket | Gasket Sheet 3.2mm | Nos
712 | Gasket | Gasket Sheet 6.4mm | Nos
713 | Gasket | Gasket Sheet 9.4mm | Nos
714 | GASKETS | CROW BARS | Nos
715 | GASKETS | O-RING FOR TC HEAD | Nos
716 | GASKETS | Set OF LOCKING RING/66KV MOCB BH | Nos
717 | GO Switch | 11KV GO Switch | Nos
718 | INSTRUMENTS | 10KV Digital Insulation Tester | Nos
719 | INSTRUMENTS | 5000 V Maggger type 554/2 and 552/2 | Nos
720 | INSTRUMENTS | ANALOGUE I/O BOARD | Nos
721 | INSTRUMENTS | Anti Oxidant analyser | Nos
722 | INSTRUMENTS | Automatic Winding Resistance Meter | Nos
723 | INSTRUMENTS | Clamp ON MeterDCM 100 | Nos
724 | INSTRUMENTS | Contact Resistance Meter | Nos
725 | INSTRUMENTS | CPU BOARD | Nos
726 | INSTRUMENTS | DIGITAL I/O BOARD | Nos
727 | INSTRUMENTS | Digital Multimeter Model M-63 | Nos
728 | INSTRUMENTS | FIELD CONTANT POWER SUPPLY | Nos
729 | INSTRUMENTS | GPS Based Time Synchnonizing Equipment | Nos
730 | INSTRUMENTS | High Performance Liquid Chromograph System | Nos
731 | INSTRUMENTS | LOGIC POWER SUPPLY | Nos
732 | INSTRUMENTS | Non Contact Voltage Detection with Accessories | Nos
733 | INSTRUMENTS | Online Leakage Current Measurement kit | Nos
734 | INSTRUMENTS | Overhead Transmission Line Fault Analyser | Nos
735 | INSTRUMENTS | Portable type Amp Meter | Nos
736 | INSTRUMENTS | Primery Injection Set ODEN-AT | Nos
737 | INSTRUMENTS | Relay Testing Set Digital type | Nos
738 | INSTRUMENTS | SCANNER CARD | Nos
739 | INSTRUMENTS | SF6 Gas Filling Filteration and Evacuation Device | Nos
740 | INSTRUMENTS | SF-6 Leakage Detector with accessories | Nos
741 | INSTRUMENTS | TTR-320 Fully Automatic | Nos
742 | INSTRUMENTS | VT/CT BOARD | Nos
743 | Insulator | 11 KV Pin Insulator | Nos
744 | Insulator | 132KV Solid Core Insulator | Nos
745 | Insulator | 220 KV Solid Case Insulator | Nos
746 | Insulator | 220KV Solid Core Insulator | Nos
747 | Insulator | 33 KV Pin Insulator | Nos
748 | Insulator | 33 KV Post Insulator | Nos
749 | Insulator | 400KV Solid Core Insulator | Nos
750 | Insulator | 66KV Solid Core Insulator | Nos
751 | Insulator | Disc Insulator 120 KN | Nos
752 | Insulator | Disc Insulator 160 KN | Nos
753 | Insulator | Disc Insulator 160 KN A/F | Nos
754 | Insulator | Disc Insulator 160 KN Silicon Disc with Ring | Nos
755 | Insulator | Disc Insulator 45 KN | Nos
756 | Insulator | Disc Insulator 45 KN A/F | Nos
757 | Insulator | Disc Insulator 70 KN | Nos
758 | Insulator | Disc Insulator 70 KN A/F | Nos
759 | Insulator | Disc Insulator 70 KN Silicon Disc with Ring | Nos
760 | Insulator | Disc Insulator 90 KN | Nos
761 | Insulator | Disc Insulator 90 KN A/F | Nos
762 | Insulator | Disc Insulator 90 KN Silicon Disc with Ring | Nos
763 | Insulator | Disc Insulator dismantled off Size | Nos
764 | Insulator | GI PIN FOR 11 KV DISC Insulator | Nos
765 | Insulator | R/w Clips for Disc Insulator | Nos
766 | Insulator | TELEPHONE INSULATOR | Nos
767 | Insulator | TELEPHONE PIN | Nos
768 | Isolator | 11KV Isolator 1250Amp. | Nos
769 | Isolator | 11KV Isolator 800Amp. | Nos
770 | Isolator | 132 KV Isolator Structure | Nos
771 | Isolator | 132 KV Isolator with L&E Switch (800 A) | Nos
772 | Isolator | 132 KV Isolator with L&E Switch(1250 A) | Nos
773 | Isolator | 132 KV isolator(1250 A) | Nos
774 | Isolator | 132 KV isolator(800 A) | Nos
775 | Isolator | 220 KV isolator (1600 A) | Nos
776 | Isolator | 220 KV Isolator Structure | Nos
777 | Isolator | 220 KV Isolator with L&E Switch (1600 A) | Nos
778 | Isolator | 400 KV Isolator Structure | Nos
779 | Isolator | 66 Kv Isolator Structure | Nos
780 | Isolator | 66 KV Isolator with L&E Switch(1250 A) | Nos
781 | Isolator | 66 KV Isolator with L&E Switch(800 A) | Nos
782 | Isolator | 66 KV isolator(1250 A) | Nos
783 | Isolator | 66 KV isolator(2000 A) | Nos
784 | Isolator | 66 KV isolator(800 A) | Nos
785 | Isolator | GI Sturucture for 132 kv isolator /LE | Nos
786 | Isolator | GI Sturucture for 220 kv Isolator/LE | Nos
787 | Isolator | GI Sturucture for 400 kv Isolator/LE | Nos
788 | Isolator | GI Sturucture for 66 kv isolator /LE | Nos
789 | Jack | Hydrolic Jack 100Ton | Nos
790 | Jack | Hydrolic Jack 100Ton | Nos
791 | Jack | Hydrolic Jack 100Ton | Nos
792 | Jack | Hydrolic Jack 50Ton | Nos
793 | Jack | Hydrolic Jack 50Ton | Nos
794 | Jack | Hydrolic Jack 50Ton | Nos
795 | KIT FOR 220/132/66KV SF-6 BKR | ELGI Compressor Oil | Ltr
796 | KIT FOR 220/132/66KV SF-6 BKR | O/H kit for Density monitor | Set
797 | KIT FOR 220/132/66KV SF-6 BKR | O/H kit for ELGI Compressor | Set
798 | KIT FOR 220/132/66KV SF-6 BKR | O/H kit for Emergency Trip Unit 132KV | Set
799 | KIT FOR 220/132/66KV SF-6 BKR | O/H kit for Pnumatic system 145/72 NC2r 1r | Set
800 | KIT FOR 220/132/66KV SF-6 BKR | O/H kit for Pnumatic system 145NC1 (ELF-SF 2-1) | Set
801 | KIT FOR 220/132/66KV SF-6 BKR | O/H kit for Pole colmn 145 ELF NC-1 | Set
802 | KIT FOR 220/132/66KV SF-6 BKR | O/H kit for Switch Cubical | Set
803 | KIT FOR 220/132/66KV SF-6 BKR | Optional Spare for fixed Contact 132KV | Set
804 | KIT FOR 220/132/66KV SF-6 BKR | Optional Spare for moving Contact 132KV | Set
805 | KIT FOR 220/132/66KV SF-6 BKR | Optionals Spare for fixed Contact 220KV | Set
806 | KIT FOR 220/132/66KV SF-6 BKR | Optionals Spare for moving Contact 220KV | Set
807 | KIT FOR 220KV SF-6 BKR | Compresser spare kit SF-6 220 KV | Nos
808 | KIT FOR 220KV SF-6 BKR | O/H kit for Emergency Trip Unit 220KV | Set
809 | KIT FOR 220KV SF-6 BKR | O/H kit for Pnumatic system ELF-245 NCI/SL-4-1 | Set
810 | KIT FOR 220KV SF-6 BKR | O/H kit for pole colmn (Straight Pole) | Set
811 | KIT FOR 66KV SF-6 BKR | O/H kit for Density Monitor | Set
812 | KIT FOR 66KV SF-6 BKR | O/H kit for fixed/mooving Contact | Set
813 | KIT FOR 66KV SF-6 BKR | O/H kit for Spring Stored Energy Actuator | Set
814 | KIT FOR 66KV SF-6 BKR | Tools and Tackles for 66 KV Breakers | Set
815 | L&E Switch | 11KV L&E Switch 800Amp | Nos
816 | LA | 132kV LA | Nos
817 | LA | 220KV LA | Nos
818 | LA | 400KV LA | Nos
819 | LA | 66kV LA | Nos
820 | LA | GI 132 KV La Structure | Nos
821 | LA | GI 66 KV La Structure | Nos
822 | LA | GI Structure for 220 kv LA | Nos
823 | LA | GI Structure for 400 kv LA | Nos
824 | LA U-S | 132kV LA U/S | Nos
825 | LA U-S | 220KV LA U/S | Nos
826 | LA U-S | 400KV LA U/S | Nos
827 | LA U-S | 66kV LA U/S | Nos
828 | LA-D | 132kV LA U/S | Nos
829 | LA-D | 220KV LA U/S | Nos
830 | LA-D | 400KV LA U/S | Nos
831 | LA-D | 66kV LA U/S | Nos
832 | Ladder | Alluminium Ladder | Nos
833 | Lightning Master | Lighting mast 14Mtrs Long | Nos
834 | LT Panel | LT Panel 15CKT | Nos
835 | Marshalling Box | 220kV M Box T-200 | Nos
836 | Marshalling Box | 66KV M Box T-100 | Nos
837 | Marshalling Box | 66kV PT N Box T-25 | Nos
838 | Marshalling Box | M Box T-150 | Nos
839 | Marshalling Box | M Box T-50 | Nos
840 | Marshalling Box | M Box T-65 | Nos
841 | Marshalling Box | Matching adapter for 11KV VCB o LHS | Nos
842 | Marshalling Box | Matching adapter for 11KV VCB o RHS | Nos
843 | Miscellaneous | Fire Extinguish CO2 TYPE 22 KG | Nos
844 | Miscellaneous | Fire Extinguish CO2 TYPE 4.5KG | Nos
845 | Miscellaneous | Fire Extinguish CO2 TYPE 9KG | Nos
846 | Miscellaneous | Fire Extinguish Dry Powerder Capacity 10 Kg | Nos
847 | Miscellaneous | Fire Extinguish Dry Powerder Capacity 5 Kg | Nos
848 | Miscellaneous | Fire Extinguish Mech FormCapacity 50 Ltr | Nos
849 | Miscellaneous | Fire Extinguish Water Type Capacity 9 Ltr | Nos
850 | Miscellaneous | Flood Light 250 Watt | Nos
851 | Miscellaneous | Fork Lifter 3 Tone | Nos
852 | Miscellaneous | Nitrogen Fire Fighting System 10 kg | Nos
853 | MISCELLANEOUS BREAKER SPARES | 11KV AUTOMATIC T/F DISCONNECT SWIT | Nos
854 | MISCELLANEOUS BREAKER SPARES | 12 WAY SECONDRY ISOLATE CONTACT | Nos
855 | MISCELLANEOUS BREAKER SPARES | 4-WAY DRUM ASSY (AUX SWITCH) | Nos
856 | MISCELLANEOUS BREAKER SPARES | ACC SPRING INNER | Nos
857 | MISCELLANEOUS BREAKER SPARES | ACCELRATING SPRING INNER | Nos
858 | MISCELLANEOUS BREAKER SPARES | ACCELRATING SPRING OUTER | Nos
859 | MISCELLANEOUS BREAKER SPARES | AL EXPENTION CHAMBER | Nos
860 | MISCELLANEOUS BREAKER SPARES | ARC CONTACT POT ASSY | Nos
861 | MISCELLANEOUS BREAKER SPARES | ARC POT | Nos
862 | MISCELLANEOUS BREAKER SPARES | ARC POT+SHROUD | Nos
863 | MISCELLANEOUS BREAKER SPARES | ARC SHEILD 66KV OCB | Nos
864 | MISCELLANEOUS BREAKER SPARES | AUX SWITCH 12 WAY | Nos
865 | MISCELLANEOUS BREAKER SPARES | AUX SWITCH 4NO+4NC | Nos
866 | MISCELLANEOUS BREAKER SPARES | AUX SWITCH OFF SIZE | Nos
867 | MISCELLANEOUS BREAKER SPARES | BAFFLE POT ASSY | Nos
868 | MISCELLANEOUS BREAKER SPARES | BOGGLE POT ASSY | Nos
869 | MISCELLANEOUS BREAKER SPARES | BUFFER | Nos
870 | MISCELLANEOUS BREAKER SPARES | BUSHING 33KV MOCB | Nos
871 | MISCELLANEOUS BREAKER SPARES | BUTT CONTACT | Nos
872 | MISCELLANEOUS BREAKER SPARES | CARTRIDGE FUSE 2 No BUS BAR | Nos
873 | MISCELLANEOUS BREAKER SPARES | CEILING WASHERS FOR 66KV | Nos
874 | MISCELLANEOUS BREAKER SPARES | CHOCK VALVE | Nos
875 | MISCELLANEOUS BREAKER SPARES | CONTACT BAR 400-A | Nos
876 | MISCELLANEOUS BREAKER SPARES | CONTACT BLOCK | Nos
877 | MISCELLANEOUS BREAKER SPARES | CONTACT COLLER | Nos
878 | MISCELLANEOUS BREAKER SPARES | CONTACT INJECTION KIT | Nos
879 | MISCELLANEOUS BREAKER SPARES | CONTROL VALVE/220KV ABCB | Nos
880 | MISCELLANEOUS BREAKER SPARES | COPPER STRIP OF MOVE CONTACT | Nos
881 | MISCELLANEOUS BREAKER SPARES | COTACT COLLER | Nos
882 | MISCELLANEOUS BREAKER SPARES | DASH POT ASSY 11KV | Nos
883 | MISCELLANEOUS BREAKER SPARES | DASH POT ASSY 11KV | Nos
884 | MISCELLANEOUS BREAKER SPARES | DASH POT OPERATE LEVER | Nos
885 | MISCELLANEOUS BREAKER SPARES | EARTH RELEASE ASSY | Nos
886 | MISCELLANEOUS BREAKER SPARES | ELEPHANT WASHERS | Nos
887 | MISCELLANEOUS BREAKER SPARES | EYE BOLT | Nos
888 | MISCELLANEOUS BREAKER SPARES | FIBRE GLASS LINK | Nos
889 | MISCELLANEOUS BREAKER SPARES | FIX ARC CONTACT | Nos
890 | MISCELLANEOUS BREAKER SPARES | FIX CONTACT FOR MOCB | Nos
891 | MISCELLANEOUS BREAKER SPARES | FIX CONTACT ASSY 400-A | Nos
892 | MISCELLANEOUS BREAKER SPARES | FIX CONTACT ASSY 800-A | Nos
893 | MISCELLANEOUS BREAKER SPARES | FIX CONTACT BLOCK | Nos
894 | MISCELLANEOUS BREAKER SPARES | FIX CONTACT SEGMENT | Nos
895 | MISCELLANEOUS BREAKER SPARES | FIX CONTACT/OLTC | Nos
896 | MISCELLANEOUS BREAKER SPARES | FLENGE | Nos
897 | MISCELLANEOUS BREAKER SPARES | HANDLE ENTERY BUSH | Nos
898 | MISCELLANEOUS BREAKER SPARES | HV/LV CABLE BOX/100KVA STN T/F | Nos
899 | MISCELLANEOUS BREAKER SPARES | HV/LV WINDING/100KVA T/F | Nos
900 | MISCELLANEOUS BREAKER SPARES | INSULATE JACKET | Nos
901 | MISCELLANEOUS BREAKER SPARES | INSULATOR O/D CABLE BOX 33KV | Nos
902 | MISCELLANEOUS BREAKER SPARES | INTERLOCK DEVICE | Nos
903 | MISCELLANEOUS BREAKER SPARES | ISOLATE CONTACT | Nos
904 | MISCELLANEOUS BREAKER SPARES | ISOLATE STUD | Nos
905 | MISCELLANEOUS BREAKER SPARES | LATCH ASSY | Nos
906 | MISCELLANEOUS BREAKER SPARES | LATCH BOLT | Nos
907 | MISCELLANEOUS BREAKER SPARES | LATCH SPRING INNER | Nos
908 | MISCELLANEOUS BREAKER SPARES | Latch Spring Outer | Nos
909 | MISCELLANEOUS BREAKER SPARES | LATCH TRIP | Nos
910 | MISCELLANEOUS BREAKER SPARES | LOCK NUT 800-A/11KV OCB | Nos
911 | MISCELLANEOUS BREAKER SPARES | LOWER CONTACT 1250A | Nos
912 | MISCELLANEOUS BREAKER SPARES | LOWER ISOLATE ASSY 11KV LMT | Nos
913 | MISCELLANEOUS BREAKER SPARES | MACH LINK ASSY FOR MEI-OCB | Nos
914 | MISCELLANEOUS BREAKER SPARES | MAIN MOVING CONTACT | Nos
915 | MISCELLANEOUS BREAKER SPARES | MAIN MOVING CONTACT/11KV | Nos
916 | MISCELLANEOUS BREAKER SPARES | MAIN SPRING | Nos
917 | MISCELLANEOUS BREAKER SPARES | MAIN TRIP LEVER ASSY | Nos
918 | MISCELLANEOUS BREAKER SPARES | MANNUAL JACK ASSY ROD | Nos
919 | MISCELLANEOUS BREAKER SPARES | METAL PART/11KV LVN BUSHING | Nos
920 | MISCELLANEOUS BREAKER SPARES | MOLDED SHROUD CONTACT ASSY | Nos
921 | MISCELLANEOUS BREAKER SPARES | MOULDED CONTACT ASSY | Nos
922 | MISCELLANEOUS BREAKER SPARES | MOVE CONTACT Set (24) | Nos
923 | MISCELLANEOUS BREAKER SPARES | MOVE/FIX CONTACT 400-A/BKR | Nos
924 | MISCELLANEOUS BREAKER SPARES | MOVE/FIX CONTACT 800-A/BKR | Nos
925 | MISCELLANEOUS BREAKER SPARES | MOVING CAONTACT ASSY /33KV OCB | Nos
926 | MISCELLANEOUS BREAKER SPARES | MOVING CONTACT | Nos
927 | MISCELLANEOUS BREAKER SPARES | MOVING CONTACT TIP | Nos
928 | MISCELLANEOUS BREAKER SPARES | Nos PLATES | Nos
929 | MISCELLANEOUS BREAKER SPARES | NUT FOR 66KC OCB | Nos
930 | MISCELLANEOUS BREAKER SPARES | OIL GAUGE GLASS | Nos
931 | MISCELLANEOUS BREAKER SPARES | OLTLF ASSY/PINS | Nos
932 | MISCELLANEOUS BREAKER SPARES | OPERATE AXEL | Nos
933 | MISCELLANEOUS BREAKER SPARES | OPERATING SHAFT FOR IIKV | Nos
934 | MISCELLANEOUS BREAKER SPARES | P OIL TEMPRATURE INDICATOR | Nos
935 | MISCELLANEOUS BREAKER SPARES | POLE SUPPORT | Nos
936 | MISCELLANEOUS BREAKER SPARES | POST TOP LANTREL | Nos
937 | MISCELLANEOUS BREAKER SPARES | RETAINING CAP | Nos
938 | MISCELLANEOUS BREAKER SPARES | ROLLER WITH C BEARING | Nos
939 | MISCELLANEOUS BREAKER SPARES | ROLLER WITH D-BEARING | Nos
940 | MISCELLANEOUS BREAKER SPARES | ROSE CONTACT SPRING | Nos
941 | MISCELLANEOUS BREAKER SPARES | ROTATING CAP | Nos
942 | MISCELLANEOUS BREAKER SPARES | SA SOCKET CONTACT | Nos
943 | MISCELLANEOUS BREAKER SPARES | SECONDRY PLUG BOARD | Nos
944 | MISCELLANEOUS BREAKER SPARES | SECONDRY SOCKET BOARD | Nos
945 | MISCELLANEOUS BREAKER SPARES | Set OF 2 No ACCELRATE SPRING | Nos
946 | MISCELLANEOUS BREAKER SPARES | Set OF 24 No MAIN FIXED CONTACT | Nos
947 | MISCELLANEOUS BREAKER SPARES | Set OF 312 No LAMINATOR | Nos
948 | MISCELLANEOUS BREAKER SPARES | Set OF 6No FIX ARC CONTACT | Nos
949 | MISCELLANEOUS BREAKER SPARES | Set(24) MAIN FIX CONTACT FOR 11KV | Nos
950 | MISCELLANEOUS BREAKER SPARES | SHOWER CONTACT ASSY | Nos
951 | MISCELLANEOUS BREAKER SPARES | SHOWERED FOR BUFFLE PART | Nos
952 | MISCELLANEOUS BREAKER SPARES | SHROUD FOR BAFFLE POT FOR 11KV | Nos
953 | MISCELLANEOUS BREAKER SPARES | SHUNT COIL/11KV OCB | Nos
954 | MISCELLANEOUS BREAKER SPARES | SIDE BOX 11KV VCB PANNEL | Nos
955 | MISCELLANEOUS BREAKER SPARES | SPACER FOR TR-2/11KV | Nos
956 | MISCELLANEOUS BREAKER SPARES | SPIRAL SPRING | Nos
957 | MISCELLANEOUS BREAKER SPARES | SPL TOOL FOR 66KV MOCB | Nos
958 | MISCELLANEOUS BREAKER SPARES | SPOUT INSULATOR | Nos
959 | MISCELLANEOUS BREAKER SPARES | SPRING CLUTCH/33 KV OCB | Nos
960 | MISCELLANEOUS BREAKER SPARES | SPRING LATCH ASSY | Nos
961 | MISCELLANEOUS BREAKER SPARES | STABLISER SPRING | Nos
962 | MISCELLANEOUS BREAKER SPARES | STOP SCREWS | Nos
963 | MISCELLANEOUS BREAKER SPARES | STOP VALVE 25/28 | Nos
964 | MISCELLANEOUS BREAKER SPARES | SWITCH INSULATOR+FLENGE | Nos
965 | MISCELLANEOUS BREAKER SPARES | TERMINAL CLAMP FOR BHEL PANNEL | Nos
966 | MISCELLANEOUS BREAKER SPARES | TOOL FOR 245KV SF-6 BKR | Nos
967 | MISCELLANEOUS BREAKER SPARES | TOP PLATE EARTHING Set | Nos
968 | MISCELLANEOUS BREAKER SPARES | TRIP CATCH ASSY | Nos
969 | MISCELLANEOUS BREAKER SPARES | TRIP SPRING | Nos
970 | MISCELLANEOUS BREAKER SPARES | TRIP/CLOSE COIL 220-V | Nos
971 | MISCELLANEOUS BREAKER SPARES | TRIPPLE TOGAL LEVER | Nos
972 | MISCELLANEOUS BREAKER SPARES | TURBOLATOR | Nos
973 | MISCELLANEOUS BREAKER SPARES | TURBOLATOR/LMT OCB | Nos
974 | MISCELLANEOUS BREAKER SPARES | VACUUM PUMP ASSY | Nos
975 | MISCELLANEOUS BREAKER SPARES | VENT BLOCK INSULATOR | Nos
976 | MISCELLANEOUS BREAKER SPARES | WARM WHEEL ASSY | Nos
977 | MISCELLANEOUS BREAKER SPARES | WARM WHEEL/MOCB | Nos
978 | MISCELLANEOUS BREAKER SPARES | WINDING TEMP INDICATOR | Nos
979 | MISCELLANEOUS ITEMS | 11 KV Bus Bar Insulation EPR Rubber Tube | Nos
980 | MISCELLANEOUS ITEMS | Activated Alumina | Kg
981 | MISCELLANEOUS ITEMS | Aluminium Ladder A-Shape 18 | Nos
982 | MISCELLANEOUS ITEMS | Battery Maintenance Kit | Nos
983 | MISCELLANEOUS ITEMS | CHAIN PULLY BLOCK | Nos
984 | MISCELLANEOUS ITEMS | DC MOTOR 220V | Nos
985 | MISCELLANEOUS ITEMS | Electrical contact Greese Synthetic | Nos
986 | MISCELLANEOUS ITEMS | EMPTY SF-6 GAS CYLINDER (25Kg) | Nos
987 | MISCELLANEOUS ITEMS | EMPTY SF-6 GAS CYLINDER (50Kg) | Nos
988 | MISCELLANEOUS ITEMS | EMPTY STEEL DRUM CAP 209 Ltr | Nos
989 | MISCELLANEOUS ITEMS | Flash over carbon cleaning kit | Nos
990 | MISCELLANEOUS ITEMS | High Voltage Insulating Mats (2000x1000x3 mm) | Nos
991 | MISCELLANEOUS ITEMS | HRC FUSE 200-A | Nos
992 | MISCELLANEOUS ITEMS | IRON SCRAP | Kg
993 | MISCELLANEOUS ITEMS | MS RAIL 13 Mtr 90Lbs | Nos
994 | MISCELLANEOUS ITEMS | Oil Sample steel bottles | Nos
995 | MISCELLANEOUS ITEMS | OLTC DRIVE U/S | Nos
996 | MISCELLANEOUS ITEMS | Online T/f oil leakage repair kit | Nos
997 | MISCELLANEOUS ITEMS | Power T/F Nut bolt Sealing kit | Nos
998 | MISCELLANEOUS ITEMS | RUBBER SHEET | Kg
999 | MISCELLANEOUS ITEMS | SF-6 GAS | Kg
1000 | MISCELLANEOUS ITEMS | Silica Gel | Kg
1001 | MISCELLANEOUS ITEMS | Vacuum Cleaner | Nos
1002 | MISCELLANEOUS ITEMS | Water Mist CAF fire extingusher with accs | Nos
1003 | MISCELLANEOUS ITEMS | WOOD SCRAP | Kg
1004 | MS Material | M.S Angle 100x100x10 mm | MT
1005 | MS Material | M.S Angle 110x110x8 mm | MT
1006 | MS Material | M.S Angle 125x75x8 mm | MT
1007 | MS Material | M.S Beam 250x125 mm | MT
1008 | MS Material | MS Billet 75x75 mm | Kg
1009 | MS Material | MS Flat 100x10 mm | MT
1010 | MS Material | MS Flat 100x12 mm | MT
1011 | MS Material | MS Flat 50x10 mm | MT
1012 | MS Material | MS Flat 50x12 | Kg
1013 | MS Material | MS Flat 50x12 mm | MT
1014 | MS Material | MS Flat 50x6 mm | MT
1015 | MS Material | MS Flat 50x8 mm | MT
1016 | MS Material | MS Flat 75x12 | Kg
1017 | MS Material | MS Rail 9 to 13 mtr | Nos
1018 | MS Material | MS Rail off Size | Nos
1019 | MS Material | MS Round 32 mm | MT
1020 | MS Material | Tor Steel 10 mm | MT
1021 | MS Material | Tor Steel 12 mm | MT
1022 | MS Material | Tor Steel 16 mm | MT
1023 | MS Material | Tor Steel 20 mm | MT
1024 | MS Material | Tor Steel 25 mm | MT
1025 | MS Material | Tor Steel 8 mm | MT
1026 | NCT | 132 KV NCT 100/1-1A | Nos
1027 | NCT | 132 KV NCT 2/1-1A | Nos
1028 | NCT | 132 KV NCT 1/1-1A | Nos
1029 | NCT | 15 KV NCT 1000-500/1A | Nos
1030 | NCT | 15 KV NCT 2000-1000/1A | Nos
1031 | NCT | 15 KV NCT 250-125/1A | Nos
1032 | NCT | 15 KV NCT 300-150/1A | Nos
1033 | NCT | 15 KV NCT 500-250/1A | Nos
1034 | NCT | 15 KV NCT 1200-600/1A | Nos
1035 | NCT | 15 KV NCT 200-100/1A | Nos
1036 | NCT | 15 KV NCT 500-250/1A | Nos
1037 | NCT | 66 KV NCT 1/1-1A | Nos
1038 | NCT | 66 KV NCT 10/1-1A | Nos
1039 | NCT | 66 KV NCT 2/1-1A | Nos
1040 | NCT | GI Structure for 132 KV NCT | Nos
1041 | NCT | GI Structure for 220 KV NCT | Nos
1042 | NCT | GI Structure for 66 KV NCT | Nos
1043 | Nut & Bolts | Anchor Bolt 56x2000 | Nos
1044 | Nut & Bolts | D- Shackle 16 mm | Nos
1045 | Nut & Bolts | D- Shackle 20 mm | Nos
1046 | Nut & Bolts | Foundation Bolt 20 mm | Nos
1047 | Nut & Bolts | Foundation Bolt 25 mm | Nos
1048 | Nut & Bolts | Foundation Bolt 32 mm | Nos
1049 | Nut & Bolts | Foundation Bolt 40 mm | Nos
1050 | Nut & Bolts | GI Nut 40mm | Kg
1051 | Nut & Bolts | Nut & Bolt 12X30 mm Anti Theft | Kg
1052 | Nut & Bolts | Nut & Bolt 12X35 mm Anti Theft | Kg
1053 | Nut & Bolts | Nut & Bolt 12X40 mm | Kg
1054 | Nut & Bolts | Nut & Bolt 12X45 mm | Kg
1055 | Nut & Bolts | Nut & Bolt 12X30 mm | Kg
1056 | Nut & Bolts | Nut & Bolt 12X35 mm | Kg
1057 | Nut & Bolts | Nut & Bolt 12X40 mm Anti Theft | Kg
1058 | Nut & Bolts | Nut & Bolt 12X45 mm Anti Theft | Kg
1059 | Nut & Bolts | Nut & Bolt 12X50 mm | Kg
1060 | Nut & Bolts | Nut & Bolt 16X35 mm | Kg
1061 | Nut & Bolts | Nut & Bolt 16X35 mm Anti Theft | Kg
1062 | Nut & Bolts | Nut & Bolt 16X40 mm | Kg
1063 | Nut & Bolts | Nut & Bolt 16X40 mm Anti Theft | Kg
1064 | Nut & Bolts | Nut & Bolt 16X45 mm | Kg
1065 | Nut & Bolts | Nut & Bolt 16X45 mm Anti Theft | Kg
1066 | Nut & Bolts | Nut & Bolt 16X50 mm | Kg
1067 | Nut & Bolts | Nut & Bolt 16X50 mm Anti Theft | Kg
1068 | Nut & Bolts | Nut & Bolt 16X55 mm | Kg
1069 | Nut & Bolts | Nut & Bolt 16X55 mm Anti Theft | Kg
1070 | Nut & Bolts | Nut & Bolt 16X60 mm | Kg
1071 | Nut & Bolts | Nut & Bolt 16X60 mm Anti Theft | Kg
1072 | Nut & Bolts | Nut & Bolt 16X65 mm | Kg
1073 | Nut & Bolts | Nut & Bolt 16X65 mm Anti Theft | Kg
1074 | Nut & Bolts | Nut & Bolt 16X70 mm | Kg
1075 | Nut & Bolts | Nut & Bolt 16X70 mm Anti Theft | Kg
1076 | Nut & Bolts | Nut & Bolt 16X75 mm | Kg
1077 | Nut & Bolts | Nut & Bolt 16X80 mm | Kg
1078 | Nut & Bolts | Nut & Bolt 16X90 mm | Kg
1079 | Nut & Bolts | Step Bolt 16x175 mm | Kg
1080 | Nut & Bolts | U-Bolt 16 mm | Nos
1081 | Nut & Bolts | U-Bolt 20 mm | Nos
1082 | Pipes | GI Bend 1.5 Inch | Nos
1083 | Pipes | GI Bend 2 Inch | Nos
1084 | Pipes | GI Reducer 4"x3" | Nos
1085 | Pipes | MS Bend 4 Inch | Nos
1086 | Pipes | MS Bend 8 Inch Cold | Nos
1087 | PLC TERMINAL | PLC Terminal W/O PC | Nos
1088 | PLC TERMINAL | PLC Terminal with PC | Nos
1089 | Poles | Steel Tubular 11 Mtrs | Nos
1090 | Poles | Steel Tubular 9 Mtrs | Nos
1091 | Posts | 132 KV MD Post | Nos
1092 | Posts | 220 KV MD Post | Nos
1093 | Posts | 33 KV MD Post | Nos
1094 | Posts | 400 KV MD Post | Nos
1095 | Posts | 66 KV MD Post | Nos
1096 | Power T/F | 1 MVA 33/11 KV POWER T/F | Nos
1097 | Power T/F | 10/12.5 MVA 132/11 KV Power T/F | Nos
1098 | Power T/F | 10/12.5 MVA 66/11 KV Power T/F | Nos
1099 | Power T/F | 10/12.5/16.67 MVA 132/66 KV Power T/F | Nos
1100 | Power T/F | 100 MVA 220/132 KV Power T/F | Nos
1101 | Power T/F | 100 MVA 220/66 KV Power T/F | Nos
1102 | Power T/F | 12.5 MVA 132/11 KV Power T/F | Nos
1103 | Power T/F | 12.5 MVA 66/11 KV Power T/F | Nos
1104 | Power T/F | 12.5 MVA 66/33/11 KV Power T/F | Nos
1105 | Power T/F | 12.5/16 MVA 132/33 KV Power T/F | Nos
1106 | Power T/F | 12.5/16 MVA 132/66 KV Power T/F | Nos
1107 | Power T/F | 12.5/16 MVA 132/66-33 KV Power T/F | Nos
1108 | Power T/F | 16/20 MVA 132/66 KV Power T/F | Nos
1109 | Power T/F | 16/20 MVA 66/11KV Power T/F | Nos
1110 | Power T/F | 16/20MVA 132/11 KV Power T/F | Nos
1111 | Power T/F | 16/8/8 MVA 132/33/11 KV Power T/F | Nos
1112 | Power T/F | 160 MVA 220/66 KV Power T/F | Nos
1113 | Power T/F | 2 MVA 33/11 KV POWER T/F | Nos
1114 | Power T/F | 20 MVA 66/11KV Power T/F | Nos
1115 | Power T/F | 20 MVA 132/11 KV Power T/F | Nos
1116 | Power T/F | 20/10/10 MVA 132/33/11 KV Power T/F | Nos
1117 | Power T/F | 20/10/10/10 MVA 132/66/33/11 KV Power T/F | Nos
1118 | Power T/F | 3 MVA 33/11 KV POWER T/F | Nos
1119 | Power T/F | 30/50 MVA 220/66-33 KV Power T/F | Nos
1120 | Power T/F | 4 MVA 33/11 KV Power T/F | Nos
1121 | Power T/F | 40/50 MVA 132/66 KV Power T/F | Nos
1122 | Power T/F | 40/50 MVA 132/66-33 KV Power T/F | Nos
1123 | Power T/F | 5 MVA 66/11 KV Power T/F | Nos
1124 | Power T/F | 5 MVA 66-33/11 KV Power T/F | Nos
1125 | Power T/F | 5 MVA 33/11 KV Power T/F | Nos
1126 | Power T/F | 50 MVA 132/66 KV Power T/F | Nos
1127 | Power T/F | 50 MVA 132/66-33 KV Power T/F | Nos
1128 | Power T/F | 50/75/100 MVA 220/132 KV Power T/F | Nos
1129 | Power T/F | 50/75/100 MVA 220/66/11 KV Power T/F | Nos
1130 | Power T/F | 6.3/8 MVA 66/11 KV Power T/F | Nos
1131 | Power T/F | 6.3/8 MVA 66/33/11 KV Power T/F | Nos
1132 | Power T/F | 6.3/8 MVA 33/11 KV Power T/F | Nos
1133 | PT | 11KV PT | Nos
1134 | PT | 132kV PT | Nos
1135 | PT | 220kV PT | Nos
1136 | PT | 400kV PT | Nos
1137 | PT | 66kV PT | Nos
1138 | PT U-S | 132kV PT U/S | Nos
1139 | PT U-S | 220kV PT U/S | Nos
1140 | PT U-S | 400kV PT U/S | Nos
1141 | PT U-S | 66kV PT U/S | Nos
1142 | PT-D | 132kV PT U/S | Nos
1143 | PT-D | 220kV PT U/S | Nos
1144 | PT-D | 400kV PT U/S | Nos
1145 | PT-D | 66kV PT U/S | Nos
1146 | PVC Cable | 2C Cable 10mm2 Aluminium PVC | Mtr
1147 | PVC Cable | 2C Cable 4mm2 Aluminium PVC | Mtr
1148 | PVC Cable | 2C Cable 6mm2 Aluminium PVC | Mtr
1149 | PVC Cable | 4C Cable 10mm2 Aluminium PVC | Mtr
1150 | PVC Cable | 4C Cable 150mm2 Aluminium PVC | Mtr
1151 | PVC Cable | 4C Cable 16mm2 Aluminium PVC | Mtr
1152 | PVC Cable | 4C Cable 25mm2 Aluminium PVC | Mtr
1153 | PVC Cable | 4C Cable 50mm2 Aluminium PVC | Mtr
1154 | PVC Cable | 4C Cable 6mm2 Aluminium PVC | Mtr
1155 | PVC Cable | 4C Cable 95mm2 Aluminium PVC | Mtr
1156 | RELAYS | Inst O/C RELAY CAG-32 0 5-2A | Nos
1157 | RELAYS | Instant O/C Relay CAG-32 2 5-10A | Nos
1158 | RELAYS | %AGE DIFF RELAY DDT-32 220V | Nos
1159 | RELAYS | 2 O/C+1E/F Relay TJM-10 5A | Nos
1160 | RELAYS | 2O/c + 1E/F Relay TJM-10 | Nos
1161 | RELAYS | 3 O/C RELAY CDG-31 (2 5 to 10A) | Nos
1162 | RELAYS | 3O/C Relay CDG-31 | Nos
1163 | RELAYS | 5P HS TRIP RELAY VAJH-M53 220V DC | Nos
1164 | RELAYS | Amp Meter 0-40A | Nos
1165 | RELAYS | Amp -Meter 0-75A | Nos
1166 | RELAYS | Annunciator 12 Window 220V D C for 132/66 KV | Nos
1167 | RELAYS | Annunciator 24 Window 220V D C for 220KV T/F | Nos
1168 | RELAYS | ANTI HUNTING RELAY 220V DC | Nos
1169 | RELAYS | AUX RELAY VAA-32 ( 110V AC) | Nos
1170 | RELAYS | AUX RELAY VAA-52 (220V DC) | Nos
1171 | RELAYS | AUX RELAY XCG-22 | Nos
1172 | RELAYS | AUX RELAY 2 ELEMENT RXSF | Nos
1173 | RELAYS | AUX RELAY ABX-220V | Nos
1174 | RELAYS | AUX RELAY VAA-22 2 Flag ( 24V DC) | Nos
1175 | RELAYS | Auxillary Relays AVA-22 220Volt | Nos
1176 | RELAYS | Auxillary Relays AVA-22 24 Volt | Nos
1177 | RELAYS | BACK UP RELAY CT-1G 1A/ 250 V DC (0 2to1 6A) | Nos
1178 | RELAYS | Buchhloz Relay | Nos
1179 | RELAYS | BW TRIPPLE RELAY-220V | Nos
1180 | RELAYS | Current Balance Relay 5B3 | Nos
1181 | RELAYS | D P R for 220KV Lines P444 | Nos
1182 | RELAYS | D P Relay Quadra Mho | Nos
1183 | RELAYS | DC Failure Relay 220-V -DC | Nos
1184 | RELAYS | Definite timelag O/c Relay VTU 21A | Nos
1185 | RELAYS | df/dt relay micon P-923 220V | Nos
1186 | RELAYS | Diff RELAY kBCH-120 with Metrocil 220V DC | Nos
1187 | RELAYS | Diff Relay MBCH-12 220V | Nos
1188 | RELAYS | DIFF RELAY MBCH-13 1A 220V DC | Nos
1189 | RELAYS | Diff Relay RET-670 220-V | Nos
1190 | RELAYS | Diff Relay RET-670 24-V | Nos
1191 | RELAYS | DIFF RELAY RADSAB ( 220V) | Nos
1192 | RELAYS | DIFF RELAY RYDSA 220V | Nos
1193 | RELAYS | Differential Relays RADSB 24 to 220V-DC | Nos
1194 | RELAYS | Differential Relays RET-650 220V-DC | Nos
1195 | RELAYS | Digital Oil Tempertature Meter | Nos
1196 | RELAYS | Dir O/C RELAY CDD-26 0 5-2A | Nos
1197 | RELAYS | Directional E/F Relay CDD21 (Inverse Type) | Nos
1198 | RELAYS | Distance Protection Relay 7SR6101 | Nos
1199 | RELAYS | Distance Protection Relay PYTS-104 | Nos
1200 | RELAYS | Distance Protection Relay REL-650 | Nos
1201 | RELAYS | DISTANCE RELAY SSRR3VI 24/220V | Nos
1202 | RELAYS | DP RELAY VTG-31 | Nos
1203 | RELAYS | DPR Micom P-433 | Nos
1204 | RELAYS | DPR Micom P-442 | Nos
1205 | RELAYS | DPR Relay RAZOA | Nos
1206 | RELAYS | DTH-31 Diff RELAY | Nos
1207 | RELAYS | E/F Relay CDG-11 | Nos
1208 | RELAYS | E/F RELAY FGL | Nos
1209 | RELAYS | E/F RELAY TMAR-10 | Nos
1210 | RELAYS | Fuse FAILURE RELAY Mudule | Nos
1211 | RELAYS | FUSE FAILURE RELAY VAPM-31 110V | Nos
1212 | RELAYS | Inst O/C RELAY CDG-11 5A( 2 5 to 10A) | Nos
1213 | RELAYS | INSTANT E/F CAG-12 | Nos
1214 | RELAYS | INV RELAY 3 O/C CDG-36 5A-220V (2 5to10A) | Nos
1215 | RELAYS | IOC-O/C RELAY 220V -1A R1013 (0 5 to 2A) | Nos
1216 | RELAYS | Iron cage for madules empty | Nos
1217 | RELAYS | LOAD SHEDDING RELAYS (UFR and df/dt) MODEL-P94VB | Nos
1218 | RELAYS | M P TEST BLOCK FOR RELAYS | Nos
1219 | RELAYS | Master Trip Relay 220V D C EMR-151 | Nos
1220 | RELAYS | Master Trip Relays AVAJH-13 220Volt | Nos
1221 | RELAYS | Master Trip Relays AVAJH-13 24 Volt | Nos
1222 | RELAYS | Master Trip Relays AVAJS-23 220Volt | Nos
1223 | RELAYS | MHO STATIC UNIT RELAY VCG | Nos
1224 | RELAYS | MODULE MOB-BB | Nos
1225 | RELAYS | M-Trip Relay VAJH-13 S-POLE (24 V DC) | Nos
1226 | RELAYS | Nemerical Differential Protection for power t/f (81DV ZIV) | Nos
1227 | RELAYS | Neumerical Under voltage load sheding Relay | Nos
1228 | RELAYS | Neutral Displacement C-Base 66-KV Cap Bank | Nos
1229 | RELAYS | Neutral Displacement Relay Current Base for 66KV Capacitor Bank NPA-122U | Nos
1230 | RELAYS | Neutral Displacement Relay Voltage Base for 11KV Capacitor Bank NPV-121N | Nos
1231 | RELAYS | Neutral Displacement V-Base 11-KV Cap Bank | Nos
1232 | RELAYS | NON DIRECTIONAL E/F RELAY-10C | Nos
1233 | RELAYS | Numerical Directional 3O/C+1E/F Relay 7SR2202 | Nos
1234 | RELAYS | Numerical ND 3O/C+1E/F relay ADR-245B | Nos
1235 | RELAYS | Numerical Non Directional 3O/C+1E/F Relay (11KV) | Nos
1236 | RELAYS | Numerical Non Directional 3O/C+1E/F Relay 7SR2102 | Nos
1237 | RELAYS | O/C and E/F RELAY CAG-37 GEC | Nos
1238 | RELAYS | O/C and E/F RELAY CDG-31 | Nos
1239 | RELAYS | O/C RELAY SM Type 2 5-5A | Nos
1240 | RELAYS | O/C RELAY CDG-11 | Nos
1241 | RELAYS | O/C RELAY IOC-R1001 24V-5A (2 5 to 10A) | Nos
1242 | RELAYS | O/C RELAY PBO-2 0 5A | Nos
1243 | RELAYS | O/C RELAY TMAS 24/220V | Nos
1244 | RELAYS | O/V RELAY VDG-11 (110 to 170 V AC) | Nos
1245 | RELAYS | O/Voltage VDG-11 | Nos
1246 | RELAYS | OIL SURGE RELAY | Nos
1247 | RELAYS | Over Flux Relay JNF-020 | Nos
1248 | RELAYS | Over Voltage Relay 110V-187V NPV-222 | Nos
1249 | RELAYS | Over Voltage relay JRV-042 | Nos
1250 | RELAYS | P T SELECTIONRELAY VAA-51-220V | Nos
1251 | RELAYS | P T Selection Relay 220V D C EMR-151E | Nos
1252 | RELAYS | PICK UP RELAY MODA 220V | Nos
1253 | RELAYS | Power swing mudule RXZD | Nos
1254 | RELAYS | PRIMERY RELAY | Nos
1255 | RELAYS | PT Selection Relay AVAJC-11 220V DC | Nos
1256 | RELAYS | REF Relay /Instantaneous Relay 1A 220V D C 1RXM | Nos
1257 | RELAYS | REF Relay with Resistance | Nos
1258 | RELAYS | RELAY FOR B-SURGE GAS TYPE | Nos
1259 | RELAYS | RELAY LIZ-13 | Nos
1260 | RELAYS | RELAY TYPE VTT-11 | Nos
1261 | RELAYS | S-POLE NON DIRECTIONAL RELAY ICM-21 24V | Nos
1262 | RELAYS | TIME DELAY RELAY RXKF-1 | Nos
1263 | RELAYS | TIME ELEMENT RELAY ICM | Nos
1264 | RELAYS | Trip Circuit Supervision Relay 220V D C SPM003 | Nos
1265 | RELAYS | Trip Ckt Supervision Relay ATSR-31A | Nos
1266 | RELAYS | Trivector Meter | Nos
1267 | RELAYS | U/V RELAY VDG-13 | Nos
1268 | RVT | 11KV RVT | Nos
1269 | Scrap | 11kV U/G Aluminium cable scrap | Kg
1270 | Scrap | 11kV XLPE Cable Scrap | Kg
1271 | Scrap | ACC Sheet Dismentalled Old & Used off Size | Kg
1272 | Scrap | ACSR Conductor Scrap | MT
1273 | Scrap | Aluminium Scrap | Kg
1274 | Scrap | Battery Unserviceable | Nos
1275 | Scrap | Brass Scrap | Kg
1276 | Scrap | Broken Disc Insulator | Nos
1277 | Scrap | BURNT COPPER Scrap | Kg
1278 | Scrap | Cable Rubber Scrap | Kg
1279 | Scrap | Copper Scrap | Kg
1280 | Scrap | Cu C Cable Scrap | Kg
1281 | Scrap | Dynmo Unserviceable | Nos
1282 | Scrap | E Waist Scrap | Kg
1283 | Scrap | Earth Wire Scrap | Kg
1284 | Scrap | Empty Bag | Nos
1285 | Scrap | Empty steel Drum | Nos
1286 | Scrap | GI Nut & Bolt Scrap | Kg
1287 | Scrap | GI Tower Scrap | MT
1288 | Scrap | Hardware Fitting Scrap | Kg
1289 | Scrap | Lead scrap | Kg
1290 | Scrap | Measuring Box Old & Used | Nos
1291 | Scrap | MS Iron Scrap | MT
1292 | Scrap | MS Rail Dismentalled | Nos
1293 | Scrap | MS Rail Scrap | Kg
1294 | Scrap | Old & Used Survey Off TrucK | Nos
1295 | Scrap | Old & Used Unserviceable Tube off Size | Nos
1296 | Scrap | Old & Used Unserviceable TYRE | Nos
1297 | Scrap | Relay scrap | Kg
1298 | Scrap | Survey Off JCB | Nos
1299 | Scrap | Survey Off Car | Nos
1300 | Scrap | Survey Off Jeep | Nos
1301 | Scrap | Tin Patra Scrap | MT
1302 | Scrap | Unserviceable 1.5 Ton Gen AC | Nos
1303 | Scrap | Unserviceable Water Coller | Nos
1304 | Scrap | Wooden reel | Nos
1305 | Scrap | Wooden scrap | Kg
1306 | Scrap | Wooden Sleeper (Old & Used) | Nos
1307 | SLDC | ABT METER 1 Amp | Nos
1308 | SLDC | ABT METER 5 Amp | Nos
1309 | SLDC | Active Power Transducer | Nos
1310 | SLDC | Bi-Directional Serial Data Splitters | Nos
1311 | SLDC | CEM METER1 Amp | Nos
1312 | SLDC | CEM METER5 Amp | Nos
1313 | SLDC | Digital Input SOE | Nos
1314 | SLDC | DigitalOutput | Nos
1315 | SLDC | Duplex colour Printer | Nos
1316 | SLDC | Frequency Transducer | Nos
1317 | SLDC | GPS clock connectivity to CEC | Nos
1318 | SLDC | Hardware Computer and Printer | Nos
1319 | SLDC | High resolution colour Printer | Nos
1320 | SLDC | ICTS-SLDC 1:1 A | Nos
1321 | SLDC | Instrumentation Cable10 Core 0.5mm | Mtr
1322 | SLDC | Laser Printer A3 size | Nos
1323 | SLDC | LDMS Desktop PrinterUPS Table Etc | Nos
1324 | SLDC | Local GPS(For RTU and LDMS) | Nos
1325 | SLDC | OLTC Display Unit | Nos
1326 | SLDC | OLTC Dual Output | Nos
1327 | SLDC | Plastic Seals18x14x7mm | Nos
1328 | SLDC | Reactive Power Transducer | Nos
1329 | SLDC | Remote oprator console& printer H/W | Nos
1330 | SLDC | Remote oprator console& printer S/W | Nos
1331 | SLDC | S/R STS1A OEN Make | Nos
1332 | SLDC | software Computer and Printer | Nos
1333 | SLDC | Time And Date Display | Nos
1334 | SLDC | Tools & Accesories | Nos
1335 | SLDC | Transducer Panel Prewired | Nos
1336 | SLDC | Voltage Transducer | Nos
1337 | SPARES | Steel Plates For 800 Amp Wave Traps | Nos
1338 | SPARES | Tuing Device 630 Amp 0.5 mH | Nos
1339 | SPARES | Tuing Device 630 Amp 0.65 mH | Nos
1340 | SPARES | Tuing Device 800 Amp 0.65 mH | Nos
1341 | SPARES | VHF Set Spare KIT | Set
1342 | Structure | GI Structure for 220 KV CT/PT | Nos
1343 | Sub Station & Structure | 220 KV Gantury ABS-1 | MT
1344 | Sub Station & Structure | 220 KV Gantury ATS-3 | MT
1345 | Sub Station & Structure | Gantry Material BTS-3 | MT
1346 | T&P Items | Come Along Clamp | Nos
1347 | T&P Items | Come Along Clamp E/Wire 7/3.15 mm | Nos
1348 | T&P Items | Crow Bar Old & Used | Nos
1349 | T&P Items | Drum Lifting Jack Old & Used Incomplete | Nos
1350 | T&P Items | Earth Stick Old & Used | Nos
1351 | T&P Items | Four Shieve Pully Block Heavy Duty | Nos
1352 | T&P Items | Hammer Old & Used | Nos
1353 | T&P Items | Heavy Duty Arrear Roller | Nos
1354 | T&P Items | Heavy Duty Hydrolic Machine | Nos
1355 | T&P Items | Heavy Duty Turn Buckle | Nos
1356 | T&P Items | Heavy Turn Buckle 10 Ton Cap | Nos
1357 | T&P Items | Single Pulley Roller Old & Used | Nos
1358 | T&P Items | Sling 16 Mtr Long | Nos
1359 | T&P Items | Small Pulley Old & Used | Nos
1360 | T&P Items | Snatch Block Old & Used | Nos
1361 | T&P Items | Steel Sling Old & Used | Nos
1362 | T&P Items | Tommy Old & Used | Nos
1363 | T&P Items | Turn -Buckle Old & Used | Nos
1364 | T&P Items | Turn -Table Old & Used | Nos
1365 | T&P Items | Two Way Pully | Nos
1366 | Tower Material & Structure | 132 KV R/M T/M Mkd 857 VK | MT
1367 | Tower Material & Structure | 132 KV River Crossing T/M Mkd 878 L | MT
1368 | Tower Material & Structure | 1-D-2 ͦ 132 KV D/C | MT
1369 | Tower Material & Structure | 1-D-30 ͦ 132 KV D/C | MT
1370 | Tower Material & Structure | 1-D-60 ͦ 132 KV D/C | MT
1371 | Tower Material & Structure | 1-S-2 ͦ 132 KV S/C | MT
1372 | Tower Material & Structure | 1-S-30 ͦ 132 KV S/C | MT
1373 | Tower Material & Structure | 1-S-60 ͦ 132 KV S/C | MT
1374 | Tower Material & Structure | 220 KV MultiCircuit Tower Type 'P' | MT
1375 | Tower Material & Structure | 220 KV MultiCircuit Tower Type 'R' | MT
1376 | Tower Material & Structure | 220 KV MultiCircuit Tower Type 'Q' | MT
1377 | Tower Material & Structure | 400 KV Tower Type 'P' | MT
1378 | Tower Material & Structure | 400 KV Tower Type 'Q' | MT
1379 | Tower Material & Structure | 400 KV Tower Type 'R' | MT
1380 | Tower Material & Structure | 400 KV Tower Type 'S' | MT
1381 | Tower Material & Structure | 66 KV D-10 ͦ R/M | MT
1382 | Tower Material & Structure | 66 KV D-2 ͦ R/M | MT
1383 | Tower Material & Structure | 66 KV D-45 ͦ R/M | MT
1384 | Tower Material & Structure | 66 KV Tower D-30 ͦ D/C | MT
1385 | Tower Material & Structure | 66 KV Tower D-60 ͦ D/C | MT
1386 | Tower Material & Structure | 66 KV Tower MKD QN | MT
1387 | Tower Material & Structure | 66 KV Tower N/B W N/B | MT
1388 | Tower Material & Structure | 66 KV Tower S-30 ͦ S/C | MT
1389 | Tower Material & Structure | 66 KV Tower S-60 ͦ S/C | MT
1390 | Tower Material & Structure | 66 KV Tower D-2 ͦ D/C | MT
1391 | Tower Material & Structure | ACD | Nos
1392 | Tower Material & Structure | Barbed Wire | MT
1393 | Tower Material & Structure | Bird Guard 220 KV | Nos
1394 | Tower Material & Structure | Ckt Plate 1 & 2 | Nos
1395 | Tower Material & Structure | Danger Plate 132 KV | Nos
1396 | Tower Material & Structure | Danger Plate 220 KV | Nos
1397 | Tower Material & Structure | GI Hanger With Link | Nos
1398 | Tower Material & Structure | GI Link 150x16 mm | Nos
1399 | Tower Material & Structure | GI Link 150x20 mm | Nos
1400 | Tower Material & Structure | GI Link 300x16 mm | Nos
1401 | Tower Material & Structure | GI Link 400x20 mm | Nos
1402 | Tower Material & Structure | GI Link 90x12 LG for N/B 2-D-2⁰ Tower | Nos
1403 | Tower Material & Structure | HDG Hanger 22 mm | Nos
1404 | Tower Material & Structure | HDG Hanger 25 mm | Nos
1405 | Tower Material & Structure | Number Plate | Nos
1406 | Tower Material & Structure | Phase Plate 220/132 KV | Nos
1407 | Tower Material & Structure | Phase Plate 66 KV | Nos
1408 | Tower Material & Structure | Pipe Type Earthing Set | Nos
1409 | Tower Material & Structure | Tower 2-S-2⁰ S/C Dismentalled | MT
1410 | Tower Material & Structure | Tower 2-D-2⁰ | MT
1411 | Tower Material & Structure | Tower 2-D-2⁰ Narrow Base | MT
1412 | Tower Material & Structure | Tower 2-D-30⁰ | MT
1413 | Tower Material & Structure | Tower 2-D-30⁰ Narrow Base | MT
1414 | Tower Material & Structure | Tower 2-D-60⁰ | MT
1415 | Tower Material & Structure | Tower 2-D-60⁰ Narrow Base | MT
1416 | Transformer Oil | T/F Oil New & Fresh | Ltr
1417 | Transformer Oil | T/F Oil Old & Used | Ltr
1418 | TRANSMISSION LINES MATERIAL | BREAKER CLAMP | Nos
1419 | TRANSMISSION LINES MATERIAL | Breaker Clamp | Nos
1420 | TRANSMISSION LINES MATERIAL | CT CLAMP 0 4x0 4inch | Nos
1421 | TRANSMISSION LINES MATERIAL | FOUNDATION/ANCHOR BOLT with CGL 220kv Bkr | Nos
1422 | TRANSMISSION LINES MATERIAL | PG Clamp 0 4 x 0 4 | Nos
1423 | TRANSMISSION LINES MATERIAL | T-CLAMP 0 4x0 5 | Nos
1424 | Turn Table | Turn Table (Heavy Duty) | Ltr
1425 | Tyres & Tubes | Tube 700x16 | Nos
1426 | Tyres & Tubes | Tube 750x16 | Nos
1427 | Tyres & Tubes | Tube 900x20 | Nos
1428 | Tyres & Tubes | Tyre 1000x20 | Nos
1429 | Tyres & Tubes | Tyre 1200x24 | Nos
1430 | Tyres & Tubes | Tyre 700x16 | Nos
1431 | Tyres & Tubes | Tyre 750x16 | Nos
1432 | Tyres & Tubes | Tyre 900x20 | Nos
1433 | Tyres & Tubes | Jeep Tyre 600x16 | Nos
1434 | Tyres & Tubes | Tractor Tube 600x16 | Nos
1435 | Tyres & Tubes | Tractor Tyre 13x6x28 Rear | Nos
1436 | Tyres & Tubes | Tube Tube 13x6x28 Rear | Nos
1437 | WASHER | GI Pack Washer 12 mm | MT
1438 | WASHER | GI Pack Washer 16 mm | MT
1439 | WASHER | GI Spring washer 12 mm | MT
1440 | WASHER | GI Spring washer 16 mm | MT
1441 | WAVE TRAP | Wave Trap 1250 Amp 1mH | Nos
1442 | WAVE TRAP | Wave Trap 630 Amp 0.5mH O/D U/C | Nos
1443 | WAVE TRAP | Wave Trap 800 Amp 1mh | Nos
1444 | Wire | GSS Wire/Catnary wire 7/3.15 | Kg
1445 | Wooden | Wooden Sleeper New (12'x10"x 5") | Nos
1446 | XLPE Cable | 11kV XLPE 3/C Cable 150mm2 | Mtr
1447 | XLPE Cable | 11kV XLPE 3/C Cable 300mm2 | Mtr
1448 | XLPE Cable | 11kV XLPE 3C Cable 35mm2 | Mtr
1449 | XLPE Cable | 11kV XLPE S/C Cable 150mm2 | Mtr
1450 | XLPE Cable | 11kV XLPE S/C Cable 300mm2 | Mtr
1451 | XLPE Cable | 11kV XLPE S/C Cable 50 mm2 | Mtr
1452 | XLPE Cable | 11kV XLPE S/C Cable 95 mm2 | Mtr